## Templates-DropDownValues (hidden)
Drop Down Menus | [5 empty] | Processor Frequency Lookup Table
[6 empty] | Model | AVX512 | Cores | Expected Single Node HPL for dual core | HPL in Teraflops |  | Head Node Drive Layout - choose one | Partition | Size | File System | Mount Point
OS Selection - please choose |  | Cluster Manager - please choose |  | OFED Version - Please Choose |  | Intel Xeon Gold 5118 | 1200 | 12 | 921600 | 0.9216 |  | Bright Standard | sda1 sda2 sda3 sda4 sda5 | 512MB 16GB 20GB 180GB Remaining | ext2 swap xfs xfs xfs | /boot swap /tmp /var /
CentOS 7.9 |  | Bright 8.2 TEMP INSTALL |  | Latest Mellanox OFED |  | Intel Xeon Gold 5120 | 1200 | 14 | 1075200 | 1.0752 |  | Bright LVM Head Node LVMs | sda1 sda2 VolumeGoup1: lvm1 VolumeGoup1: lvm2 | 512MB 16GB 180GB Remaining | ext2 swap xfs xfs | /boot swap /var /
CentOS 8.3 |  | Bright 9.1 TEMP INSTALL |  | Mellanox OFED 4.7 |  | Intel Xeon Gold 5217 | 3000 | 8 | 1536000 | 1.536 |  | Bright One Big Partition | sda1 sda2 sda3 | 512MB 16GB Remaining | ext2 swap xfs | /boot swap /
RHEL 7.9 |  | OpenHPC / xCAT |  | Mellanox OFED 4.6 |  | Intel Xeon Gold 6126 | 1700 | 12 | 1305600 | 1.3056 |  | OpenHPC - Default | sda1 sda2 sda3 | 512MB 16GB Remaining | ext2 swap xfs | /boot swap /
RHEL 8.4 |  |  |  | Mellanox OFED 4.5.x |  | Intel Xeon Gold 6128 | 2300 | 6 | 883200 | 0.8832 |  | Custom | Type in drive target (e.g. First Avail Disk) (alt-enter to go to next line/mountpoint) | Type in size (500MB, 10GB) | type in FS - such as xfs | Type in mount points
[6 empty] | Intel Xeon Gold 6132 | 1700 | 14 | 1523200 | 1.5232
[6 empty] | Intel Xeon Gold 6140 | 1500 | 18 | 1728000 | 1.728
Scheduler - Please Choose |  | MPI Network Type - please choose |  | YES/NO |  | Intel Xeon Gold 6148 | 1600 | 20 | 2048000 | 2.048 |  | Node Drive Layout - choose one | Partition | Size | File System | Mount Point
Slurm |  | Mellanox Infiniband |  | YES |  | Intel Xeon Gold 6242 | 1900 | 16 | 1945600 | 1.9456 |  | Bright Standard | sda1 sda2 sda3 sda4 sda5 | 20G 6G 2G 12G Remaining | xfs xfs xfs swap xfs | / /var /tmp swap /local
PBS Pro CE |  | 10G Ethernet |  | NO |  | Intel Xeon Gold 6248 | 1600 | 20 | 2048000 | 2.048 |  | Bright Compute/Viz/Login Node LVMs | sda1 sda2 VolumeGoup1: lvm1 VolumeGoup1: lvm2 VolumeGoup1: lvm3 | 512MB 16GB 20GB 80GB Remaining | ext2 swap xfs xfs xfs | /boot swap /tmp /var /
PBS Pro |  | 25G Ethernet |  |  |  | Intel Xeon Platinum 8168 | 1900 | 24 | 2918400 | 2.9184 |  | Bright App/Storage Node LVMs | VolumeGoup1: lvm1 VolumeGoup1: lvm2 | 512MB 16GB 180GB Remaining | ext2 swap xfs xfs | /boot swap /var /
OGS/GE |  | 100G Ethernet |  | iDRAC Mode - Please Choose |  | Intel Gold 6242R |  |  |  | 2.6 |  | One Big Partition | sda1 sda2 | 16G Remaining | swap xfs | swap /
None |  |  |  | Shared | [7 empty] | Diskless
Other |  |  |  | Dedicated | [7 empty] | Custom | Type in drive target (e.g. First Avail Disk) (alt-enter to go to next line/mountpoint) | Type in size (500MB, 10GB) | type in FS - such as xfs | Type in mount points
|  | Select Interface |  | Select Additional Storage
|  | 1GB LOM1 |  | Dedicated Storage Node
|  | 1GB LOM2 |  | Direct Attach Dell ME Storage Array
|  | 1GB LOM3 |  | BeeGFS
Select Processor |  | 1GB LOM4 |  | ArcaStream PixStor
Intel Xeon Gold 5118 |  | 10GB LOM1 |  | Isilon
Intel Xeon Gold 5120 |  | 10GB LOM2 |  | Other
Intel Xeon Gold 5217 |  | 25GB LOM1
Intel Xeon Gold 6126 |  | 25GB LOM2
Intel Xeon Gold 6128 |  | IB0
Intel Xeon Gold 6132 |  | IB1
Intel Xeon Gold 6140 |  | Virtual Interface
Intel Xeon Gold 6148
Intel Xeon Gold 6242
Intel Xeon Gold 6248 |  | Select Mode
Intel Xeon Platinum 8168 |  | Ethernet
Infiniband
HDR Hybrid Cable Label Template
Card | Cable Length | Dell P/N | Cable Type | Cable Color | Rack | Node | Interface | Rack | Switch | Port | Label - node side | TSS Top - node | TSS Bottom - node | Label - switch side | TSS Top - switch | TSS Bottom - switch
IB0 | 2M | AAA123 | HDR Hybrid Copper | Black | M01 | U01-SL1 | IB0 | M01 | U15 | 39 | M01 U01-SL1 IB0 M01 SW U15 P39 | M01 U01-SL1 IB0 | M01 SW U15 P39 | M01 U01-SL1,SL2 IB0 M01 SW U15 P39 | M01 U01-SL1,SL2 IB0 | M01 SW U15 P39
IB0 |  |  |  |  | M01 | U01-SL2 | IB0 | M01 | U15 | 39 | M01 U01-SL2 IB0 M01 SW U15 P39 | M01 U01-SL2 IB0 | M01 SW U15 P39
IB0 | 2M | AAA123 | HDR Hybrid Copper | Black | M01 | U01-SL3 | IB0 | M01 | U15 | 1 | M01 U01-SL3 IB0 M01 SW U15 P1 | M01 U01-SL3 IB0 | M01 SW U15 P1 | M01 U01-SL3,SL4 IB0 M01 SW U15 P1 | M01 U01-SL3,SL4 IB0 | M01 SW U15 P1
IB0 |  |  |  |  | M01 | U01-SL4 | IB0 | M01 | U15 | 1 | M01 U01-SL4 IB0 M01 SW U15 P1 | M01 U01-SL4 IB0 | M01 SW U15 P1
Card | Cable Length | Dell P/N | Cable Type | Cable Color | Rack | Node | Interface | Rack | Switch | Port | Label - node side | TSS Top - node | TSS Bottom - node | Label - switch side | TSS Top - switch | TSS Bottom - switch
IB0 | 2M | AAA123 | HDR Hybrid Copper | Black | M01 | U01 | IB0 | M01 | U15 | 40 | RM01 U01 IB0 RM01 SW U15 P40 | RM01 U01 IB0 | RM01 SW U15 P40 | RM01 U01,U05 IB0 RM01 SW U15 P40 | RM01 U01, U05 IB0 | RM01 SW U15 P40
IB0 |  |  |  |  | M01 | U05 | IB0 | M01 | U15 | 40 | RM01 U05 IB0 RM01 SW U15 P40 | RM01 U05 IB0 | RM01 SW U15 P40
Common Server / Rack Gear Model Weights
Server | Weight KG | Weight lbs | U Height
PowerEdge R6525 | 21.8 | 48.1 | 1
PowerEdge R7525 | 36.3 | 80 | 2
PowerEdge R7515 | 27.3 | 60.2 | 2
PowerEdge R6515 | 16.8 | 37 | 1
PowerEdge R940xa | 56 | 123.5 | 4
PowerEdge R940 | 49.9 | 110 | 4
PowerEdge R840 | 36.6 | 80.7 | 2
PowerEdge R740 | 33.1 | 73 | 2
PowerEdge R740XD | 33.1 | 73 | 2
PowerEdge R640 | 21.9 | 48.3 | 1
PowerEdge R440 | 17.5 | 38.6 | 1
ME4084 | 131.2 | 289.2 | 5
ME4024 | 27.8 | 61.3 | 2
ME4012 | 32 | 70.5 | 2
PowerEdge C6400 | 45.5 | 100.3 | 2
PowerEdge C4140 | 24 | 52.9 | 1
S4048-ON | 8.4 | 18.52 | 1
S3048-ON | 5.84 | 12.8 | 1
APC AR3300 | 129.55 | 285
APC AP8865 | 9.2 | 20.24
APC AP8866 | 13.55 | 29.8
APC AP8867 | 14.05 | 30.9
APC AP8941 | 10 | 22
APC AP7541 | 6.48 | 14.25
APC AP7564 | 6.36 | 14
APC AP8841 | 8.47 | 18.64
APC AP8966 | 19.96 | 44
APC AP9563 | 3.64 | 8
APC AP9566 | 3.64 | 8
APC AP9570 | 3.86 | 8.5
Mellanox | 12.48 | 27.5 | 1
DSS 8440 | 45 | 100
KMM | 1.29 | 2.8

## Project Notes (hidden)
Total Nodes

## Cluster Details (hidden)
Dell HPC Clutser Details
General Info
Item | Value | Notes
Cluster Name
Cluster Manager | Bright 9.1 TEMP INSTALL
Operating System | CentOS 8.3
Scheduler | Slurm
Will Head Nodes be set up in HA? | NO | Supported in Bright Cluster Manager only
MPI Network Type | Mellanox Infiniband
OFED Version | OFED Version - Please Choose
How many Categories of Compute Nodes? | 3
How many Categories of GPU Nodes? | 3
CUDA Version | CUDA 10
Qty of Login Nodes | 1
Temporary Installation / Hardware Validation Only | YES
Leave OS on Compute Nodes after Validation? | YES/NO
Leave OS on Head Node(s) after Validation? | YES/NO
Additional Private Network | YES | Additional network if needed
Additional Storage | Select Additional Storage | Additional Storage for HPC Cluster *NOTE* May require additional services
Additional Storage | Select Additional Storage | Additional Storage for HPC Cluster *NOTE* May require additional services
Additional Storage | Select Additional Storage | Additional Storage for HPC Cluster *NOTE* May require additional services
Naming Conventions
Item | Value | Notes
Head Node FQDN
Failover Head Node FQDN
Shared Head Node FQDN (For HA)
Compute Node Type 1 Hostname Convention |  | c[001-XXX] (Compute)
Compute Node Type 2 Hostname Convention |  | b[001-XXX] (Big Memory)
Compute Node Type 3 Hostname Convention |  | n[001-XXX] Node
GPU Node Type 1 Hostname Convention |  | g[001-XXX] (GPU)
GPU Node Type 2 Hostname Convention
GPU Node Type 3 Hostname Convention
Login Node Hostname Convention |  | l[001-XXX] (Login)
Rack Naming Convention |  | R[1-XXX] (R1,R2,R3,etc.)
Datacenter
Item | Value | Notes
Rack Model (If customer supplied)
Is power in place?
Power Whips UP or DOWN?
Cable Trays on TOP or BOTTOM for inter-rack cabling? | TOP
Distance to Cable Tray?
PDU Make and Model (If customer supplied)
Can we work after hours?
Is Security Clearance Required?
Physical Access Restricted?
Is training required prior to Data Center entry?
Is VPN or Remote Access available?
Is a Crash Cart available on site?
Is seating and a table available in the datacenter?
Is a server lift available?
Is there adequate room to collect trash (boxes, packaging, etc)
Is cooling in place and can it support a full HPL test?
Are drinks allowed in the data center?
Are electronics allowed in the data center (cell phone, smart watch, laptop, etc)?
Is a proxy needed for the external interface on the head/login nodes?
Will Internet access be available to the head node at the start of implementation? |  | Required for OHPC
Additional Datacenter Notes:
Dell Standard Label Convention | R1 U24 10GB1 R2 SW U42 P21
Networking
Cluster External Network
Item | Value | Notes
Head Node External IP and Netmask bits (e.g. 1.1.1.1/24) |  | Used to Access the Head Node from the customer network
Head Node External Gateway
Head Node iDRAC Address and Netmask bits (e.g. 2.2.2.2/24) |  | Used to access the Head Node's iDRAC from the customer network
Head Node iDRAC Gateway Address
Failover Head Node IP Address |  | Used to directly access the Failover Head Node from the customer network
Failover Head Node iDRAC Address |  | Used to access the Failover Head Node's iDrac on the customer network
Cluster External Shared IP Address (Required for HA) |  | Used as the shared address to access the cluster when using High Availability
Shared Storage Location and Type (Required for HA) |  | Shared network storage (required for Bright HA)
External DNS Servers (Comma Separated)
External NTP Servers (Comma Separated)
Login Node External IP Address(s) and Netmask bits (e.g. 3.3.3.3/24)(Comma Separated) |  | Used for Login Node direct access from the customer network
Login Node Gateway |  | Used for Login Node direct access from the customer network
VLAN Tags
Interfaces Bonded? | NO | Will there be any bonding of interfaces on the customer network?
Bond Mode |  | List Bond type. Default is LACP
Interfaces (10G LOM1/10G LOM2; 1GLOM[1-4]/1GLOM[1-4]) |  | Which interfaces will be bonded on the External Network
Is customer providing cables for External connection(s)? | YES/NO | External cabling for connecting to customer network
Cluster Management Internal Network (Node Provisioning and Management)
Item | Value | Notes
Internal Network IP range and Netmask bits (e.g 1.1.1.1/24) | 172.16.0.0/22
Network Gateway | 172.16.0.1
Head Node IP Address | 172.16.0.1
Failover Node IP Address | 172.16.0.2
Shared HA Address | 172.16.0.3
Start of Compute Node IP Range | 172.16.0.101/22
VLAN Tags | None
Interfaces Bonded? | NO
Bond Mode | LACP / 4
Management IP Range for Network Switches | 172.16.3.[200-254]
PXE Bootable Network | YES
Start of Login Node IP Range | 172.16.0.11/22
Start of Storage Node IP Range | 172.16.0.21/22
Start of Big Mem Node Range | 172.16.0.31/22
Start of GPU Node Range | 172.16.0.41/22
Cluster Hardware Management Internal Network (Node iDRAC Management)
Item | Value | Notes
iDRAC Mode | Shared
Internal Network IP range and Netmask bits (e.g 1.1.1.1/24) | 172.16.4.0/22
Network Gateway | 172.16.4.1
Head Node iDRAC IP Address | 172.16.4.1
Failover Node iDRAC IP Address | 172.16.4.2
Start of Compute Node iDRAC IP Range | 172.16.4.101
VLAN Tags | None
Head Node Interface on network | 1GB LOM2
Start of Login Node IP Range | 172.16.4.11
Start of Storage Node IP Range | 172.16.4.21
Start of Big Mem Node Range | 172.16.4.31
Start of GPU Node Range | 172.16.4.41
Cluster MPI Internal Network (Compute Workload)
Item | Value | Notes
Internal Network IP range and Netmask bits (e.g 1.1.1.1/24) | 172.16.8.0/22
Network Gateway | 172.16.8.1
Head Node IP Address | 172.16.8.1
Failover Node IP Address | 172.16.8.2
Shared HA Address | 172.16.8.3
Start of Compute Node IP Range | 172.16.8.101/22
Subnet Manager | Head Node
PXE Bootable Network | NO
Start of Login Node IP Range | 172.16.8.11/22
Start of Storage Node IP Range | 172.16.8.21/22
Start of Big Mem Node Range | 172.16.8.31/22
Start of GPU Node Range | 172.16.8.41/22
Interfaces Bonded? | NO
Bond Mode | LACP / 4
Cluster High Availabilty Internal Network (Head Node Heartbeat Network)
Item | Value | Notes
Internal Network IP range and Netmask bits (e.g 1.1.1.1/30) | 172.16.12.0/30
Head Node Heartbeat IP Address | 172.16.12.1/30
Failover Node Heartbeat IP Address | 172.16.12.2/30
VLAN Tags | None
Interfaces | Select Interface
Additional Private Network
Item | Value | Notes
Internal Network IP range and Netmask bits (e.g 1.1.1.1/24) | 172.16.16.0/22
Network Gateway | Active Head Node (This is dynamic)
Head Node IP Address | 172.16.16.1
Failover Node IP Address | 172.16.16.2
Start of Compute Node IP Range | 172.16.16.100
VLAN Tags | None
Management IP Range for Network Switches | 172.16.19.200-254
Interfaces LACP Bonded?
Disk Layouts
Head Node Disk Layout
| Partition | Size | File System | Mount Point
Bright LVM Head Node LVMs | sda1 sda2 VolumeGoup1: lvm1 VolumeGoup1: lvm2 | 512MB 16GB 180GB Remaining | ext2 swap xfs xfs | /boot swap /var /
Login Node Disk Layout
| Partition | Size | File System | Mount Point
Bright Compute/Viz/Login Node LVMs | sda1 sda2 VolumeGoup1: lvm1 VolumeGoup1: lvm2 VolumeGoup1: lvm3 | 512MB 16GB 20GB 80GB Remaining | ext2 swap xfs xfs xfs | /boot swap /tmp /var /
Compute Node 1 Disk Layout (Regular Compute)
| Partition | Size | File System | Mount Point
One Big Partition | sda1 sda2 | 16G Remaining | swap xfs | swap /
Compute Node 2 Disk Layout (Big Mem)
| Partition | Size | File System | Mount Point
One Big Partition | sda1 sda2 | 16G Remaining | swap xfs | swap /
Compute Node 3 Disk Layout
| Partition | Size | File System | Mount Point
One Big Partition | sda1 sda2 | 16G Remaining | swap xfs | swap /
GPU Node 1 Disk Layout
| Partition | Size | File System | Mount Point
One Big Partition | sda1 sda2 | 16G Remaining | swap xfs | swap /
GPU Node 2 Disk Layout
| Partition | Size | File System | Mount Point
One Big Partition | sda1 sda2 | 16G Remaining | swap xfs | swap /
GPU Node 3 Disk Layout
| Partition | Size | File System | Mount Point
One Big Partition | sda1 sda2 | 16G Remaining | swap xfs | swap /

## Software Template (hidden)
Software Template V3 - Bright and OpenHPC
Cluster Info
Cluster Manager |  |  | Scheduler |  |  | Operating System |  |  | Cluster Name |  | Root Password
Bright 9.1 TEMP INSTALL |  |  | Slurm |  |  | CentOS 8.3 |  |  |  |  | Dellsvcs1 (default)
Networks IP Range and Gateway | [8 empty] | IB Config
Cluster Management Network / GW |  |  | Hardware Mgmt Network / GW |  |  | MPI Network / GW |  |  | Subnet Manager |  | Head Node (default)
Mgmt Network | 172.16.0.0/22 |  | Hardware Network | 172.16.4.0/22 |  | MPI Network | 172.16.8.0/22 |  | Backup Subnet Manager |  | Managed Switch (default)
Mgmt Gateway | 172.16.0.1 |  | Hardware Gateway | 172.16.4.1 |  | MPI Gateway | 172.16.8.1 |  | Management IP's
Bootable? |  | YES |  |  |  | Bootable? |  | NO | Switch Mgmt IP Range
Purpose | Provisioning/Management |  | Purpose | Hardware Mgmt (iDracs) |  | Purpose | MPI |  | 172.16.3.[200-254]
Switch Model |  |  | Switch Model |  |  | Switch Model
Firmware Version |  |  | Firmware Version |  |  | Firmware Version |  |  | Switch Password
Switch Model |  |  | Switch Model |  |  | Switch Model |  |  | Dellsvcs1 (default)
Firmware Version |  |  | Firmware Version |  |  | Firmware Version
Inter-Switch Links |  |  | Inter-Switch Links |  |  | Inter-Switch Links |  |  | Network Notes
Link Type | Switch Locations |  | Link Type | Switch Locations |  | Link Type | Switch Locations
VLT |  |  | VLT
VLT |  |  | VLT
Port Channel |  |  | Port Channel
Port Channel |  |  | Port Channel
Head Node
External IP Info |  |  | Physical Interface |  | Select Interface | Additional Software |  |  | Bright HA
Head Node Hostname | [8 empty] | Failover Node Hostname
Head Node External IP Address | [8 empty] | Shared Storage
Bonded Interfaces / Mode: | NO |  | Select Interface | Bonded to Interface | Select Interface |  |  |  | Failover Node Networking:
Head Node Default Gateway | [8 empty] | Failover Node External IP Address
DNS Server(s) | [8 empty] | Failover Node iDRAC IP
NTP Server(s) | [5 empty] | NFS Shares |  |  | Failover Node Mgmt IP Address |  | 172.16.0.2
Head Node IDRAC IP Address | [5 empty] | /cm/shared |  |  | Failover Hardware Mgmt IP |  | 172.16.4.2
Head Node iDRAC GW | [5 empty] | /home |  |  | Failover MPI Network IP |  | 172.16.8.2
Heartbeat Network
Cluster Management Network |  |  | Physical Interface |  | Select Interface |  |  |  | Head Node Interface |  | Select Interface
IP Address |  |  | 172.16.0.1 | [5 empty] | Failover Node Interface |  | Select Interface
[9 empty] | Head Node Heartbeat IP |  | 172.16.12.1/30
Hardware Mgmt Network |  |  | Physical Interface |  | 1GB LOM2 | Bright License |  |  | Failover Node Heartbeat IP |  | 172.16.12.2/30
IP Address |  |  | 172.16.4.1 | [5 empty] | Shared IP Addresses
Shared External IP
MPI Network |  |  | Physical Interface |  | Select Interface | Infiniband Details |  |  | Shared Mgmt IP |  | 172.16.0.3
IP Address |  |  | 172.16.8.1 |  |  | OFED Version |  | OFED Version - Please Choose | Shared MPI IP |  | 172.16.8.3
Boot Drive Information |  |  |  | Layout |  | Bright LVM Head Node LVMs |  |  | Addtional Storage Mounts
RAID Controller | Physical Disks | Virtual Disk | Raid Level | Virtual Disk Size | Partition | Partition Size | Filesystem | Mount Point | Location |  | Mount Point
[5 empty] | sda1 sda2 VolumeGoup1: lvm1 VolumeGoup1: lvm2 | 512MB 16GB 180GB Remaining | ext2 swap xfs xfs | /boot swap /var /
Additional Drive Information
RAID Controller | Physical Disks | Virtual Disk | Raid Level | Virtual Disk Size | Partition | Partition Size | Filesystem | Mount Point | Engineer Notes
Hardware Details
Processor |  | Select Processor |  |  | Add In Cards
RAM
BIOS Version |  | (To Be Completed During Installation)
iDRAC Firmware Version |  | (To Be Completed During Installation)
Infiniband Firmware Version |  | (To Be Completed During Installation)
Login Node(s)
Node Naming Convention |  |  | 0 |  |  | Hardware Details |  |  |  | Add In Cards
External IP Info |  |  | Physical Interface |  | Select Interface | Processor |  | Intel Xeon Gold 5118
Login Node IP Address Range |  |  | 0 |  |  | RAM
Bonded Interfaces/Mode: | NO |  | Select Interface | Bonded to Interface | Select Interface
Login Node Default Gateway |  |  | 0 |  |  | Boot Drive |  | First Available
Login Node IDRAC IP Address Range Start |  |  | 172.16.0.11/22 |  |  | BIOS Version |  |  | (To Be Completed During Installation)
Login Node iDRAC GW |  |  | 172.16.4.1 |  |  | iDRAC Firmware Version |  |  | (To Be Completed During Installation)
Login Node iDRAC Mode |  |  | Shared |  |  | Infiniband Firmware Version |  |  | (To Be Completed During Installation)
Cluster Management Network |  |  | Physical Interface |  | Select Interface | Additional Software |  |  | Engineer Notes
IP Range Start |  |  | 172.16.0.11/22
Hardware Mgmt Network |  |  | Physical Interface |  | Select Interface
IP Range Start |  |  | 172.16.4.11
Login Node iDRAC Mode |  |  | Shared
MPI Network |  |  | Physical Interface |  | Select Interface
IP Address |  |  | 172.16.8.11/22
Category
Other Network |  |  | Physical Interface |  | Select Interface
IP Address | [5 empty] | Image Location
Drive Information | [8 empty] | Addtional Storage Mounts
RAID Controller | Physical Disks | Virtual Disk | Raid Level | Virtual Disk Size | Partition | Partition Size | Filesystem | Mount Point | Location |  | Mount Point
[5 empty] | sda1 sda2 VolumeGoup1: lvm1 VolumeGoup1: lvm2 VolumeGoup1: lvm3 | 512MB 16GB 20GB 80GB Remaining | ext2 swap xfs xfs xfs | /boot swap /tmp /var /
RAID Controller | Physical Disks | Virtual Disk | Raid Level | Virtual Disk Size | Partition | Partition Size | Filesystem | Mount Point
Compute Node
Node Naming Convention |  |  | 0 |  |  | Hardware Details |  |  |  | Add In Cards
Cluster Management Network |  |  | Physical Interface |  | Select Interface | Processor |  | Intel Xeon Gold 5120
IP Range Start |  |  | 172.16.0.101/22 |  |  | RAM
Bonded Interfaces/Mode: | NO |  | Select Interface | Bonded to Interface | Select Interface
[6 empty] | Boot Drive |  | First Available
Hardware Management Network |  |  | Physical Interface |  | Select Interface | BIOS Version |  |  | (To Be Completed During Installation)
IDRAC Range Start |  |  | 172.16.4.101 |  |  | iDRAC Firmware Version |  |  | (To Be Completed During Installation)
IDRAC Mode |  |  | Shared |  |  | Infiniband Firmware Version |  |  | (To Be Completed During Installation)
MPI Network |  |  | Physical Interface |  | Select Interface | Additional Software |  |  | Engineer Notes
IP Range Start |  |  | 172.16.8.101/22
Bonded Interfaces/Mode: | NO |  | Select Interface | Bonded to Interface | Select Interface
Other Network |  |  | Physical Interface |  | Select Interface
IP Range Start
Bonded Interfaces/Mode: | YES/NO |  | Select Interface | Bonded to Interface | Select Interface
Bios Settings
Hyper Threading |  |  | Off
SNC |  |  | Enabled
Virtualization |  |  | Off
Performance Profile |  |  | Perf
AMD Specific BIOS Settings | [5 empty] | Category
NUMA Per Socket |  |  | 4 |  |  | compute
MADT Core Enumeration |  |  | Linear |  |  | Image Location
CCX As NUMA |  |  | Disabled |  |  | /cm/images/compute
Drive Information | [8 empty] | Addtional Storage Mounts
RAID Controller | Physical Disks | Virtual Disk | Raid Level | Virtual Disk Size | Partition | Partition Size | Filesystem | Mount Point | Location |  | Mount Point
[5 empty] | sda1 sda2 | 16G Remaining | swap xfs | swap /
RAID Controller | Physical Disks | Virtual Disk | Raid Level | Virtual Disk Size | Partition | Partition Size | Filesystem | Mount Point
GPU Node
Node Naming Convention |  |  | 0 |  |  | Hardware Details |  |  |  | Add In Cards
Cluster Management Network |  |  | Physical Interface |  | Select Interface | Processor |  | Select Processor
IP Range Start |  |  | 172.16.0.41/22 |  |  | RAM
Bonded Interfaces/Mode: | NO |  | Select Interface | Bonded to Interface | Select Interface | CUDA |  | CUDA 10
[6 empty] | Boot Drive |  | First Available
Hardware Management Network |  |  | Physical Interface |  | Select Interface | BIOS Version |  |  | (To Be Completed During Installation)
IDRAC Range Start |  |  | 172.16.4.41 |  |  | iDRAC Firmware Version |  |  | (To Be Completed During Installation)
IDRAC Mode |  |  | Shared |  |  | Infiniband Firmware Version |  |  | (To Be Completed During Installation)
MPI Network |  |  | Physical Interface |  | Select Interface | Additional Software |  |  | Engineer Notes
IP Range Start |  |  | 172.16.8.41/22
Bonded Interfaces/Mode: | NO |  | Select Interface | Bonded to Interface | Select Interface
Other Network |  |  | Physical Interface |  | Select Interface
IP Range Start
Bonded Interfaces/Mode: |  |  | Select Interface | Bonded to Interface | Select Interface
Bios Settings
Hyper Threading |  |  | Off
SNC |  |  | Enabled
Virtualization |  |  | Off
Performance Profile |  |  | Perf
AMD Specific BIOS Settings | [5 empty] | Category
NUMA Per Socket |  |  | 4
MADT Core Enumeration |  |  | Linear |  |  | Image Location
CCX As NUMA |  |  | Disabled
Drive Information | [8 empty] | Addtional Storage Mounts
RAID Controller | Physical Disks | Virtual Disk | Raid Level | Virtual Disk Size | Partition | Partition Size | Filesystem | Mount Point | Location |  | Mount Point
[5 empty] | sda1 sda2 | 16G Remaining | swap xfs | swap /
RAID Controller | Physical Disks | Virtual Disk | Raid Level | Virtual Disk Size | Partition | Partition Size | Filesystem | Mount Point
Big Mem Node
Node Naming Convention |  |  | 0 |  |  | Hardware Details |  |  |  | Add In Cards
Cluster Management Network |  |  | Physical Interface |  | Select Interface | Processor |  | Select Processor
IP Range Start |  |  | 172.16.0.31/22 |  |  | RAM
Bonded Interfaces/Mode: | NO |  | Select Interface | Bonded to Interface | Select Interface
[6 empty] | Boot Drive |  | First Available
Hardware Management Network |  |  | Physical Interface |  | Select Interface | BIOS Version |  |  | (To Be Completed During Installation)
IDRAC Range Start |  |  | 172.16.4.31 |  |  | iDRAC Firmware Version |  |  | (To Be Completed During Installation)
IDRAC Mode |  |  | Shared |  |  | Infiniband Firmware Version |  |  | (To Be Completed During Installation)
MPI Network |  |  | Physical Interface |  | Select Interface | Additional Software |  |  | Engineer Notes
IP Range Start |  |  | 172.16.8.31/22
Bonded Interfaces/Mode: | NO |  | Select Interface | Bonded to Interface | Select Interface
Other Network |  |  | Physical Interface |  | Select Interface
IP Range Start
Bonded Interfaces/Mode: |  |  | Select Interface | Bonded to Interface | Select Interface
Bios Settings
Hyper Threading |  |  | Off
SNC |  |  | Enabled
Virtualization |  |  | Off
Performance Profile |  |  | Perf
AMD Specific BIOS Settings | [5 empty] | Category
NUMA Per Socket |  |  | 4
MADT Core Enumeration |  |  | Linear |  |  | Image Location
CCX As NUMA |  |  | Disabled
Drive Information | [8 empty] | Addtional Storage Mounts
RAID Controller | Physical Disks | Virtual Disk | Raid Level | Virtual Disk Size | Partition | Partition Size | Filesystem | Mount Point | Location |  | Mount Point
[5 empty] | sda1 sda2 | 16G Remaining | swap xfs | swap /
RAID Controller | Physical Disks | Virtual Disk | Raid Level | Virtual Disk Size | Partition | Partition Size | Filesystem | Mount Point
Storage Node
Node Naming Convention | [5 empty] | Hardware Details |  |  |  | Add In Cards
Cluster Management Network |  |  | Physical Interface |  | Select Interface | Processor |  | Select Processor
IP Range Start | [5 empty] | RAM
Bonded Interfaces/Mode: |  |  | Select Interface | Bonded to Interface | Select Interface
[6 empty] | Boot Drive |  | First Available
Hardware Management Network |  |  | Physical Interface |  | Select Interface | BIOS Version |  |  | (To Be Completed During Installation)
IDRAC Range Start | [5 empty] | iDRAC Firmware Version |  |  | (To Be Completed During Installation)
IDRAC Mode | [5 empty] | Infiniband Firmware Version |  |  | (To Be Completed During Installation)
MPI Network |  |  | Physical Interface |  | Select Interface | Additional Software |  |  | Engineer Notes
IP Range Start
Bonded Interfaces/Mode: |  |  | Select Interface | Bonded to Interface | Select Interface
Other Network |  |  | Physical Interface |  | Select Interface
IP Range Start
Bonded Interfaces/Mode: |  |  | Select Interface | Bonded to Interface | Select Interface
Bios Settings
Hyper Threading |  |  | Off
SNC |  |  | Enabled
Virtualization |  |  | Off
Performance Profile |  |  | Perf
AMD Specific BIOS Settings | [5 empty] | Category
NUMA Per Socket |  |  | 4
MADT Core Enumeration |  |  | Linear |  |  | Image Location
CCX As NUMA |  |  | Disabled
Drive Information | [8 empty] | Addtional Storage Mounts
RAID Controller | Physical Disks | Virtual Disk | Raid Level | Virtual Disk Size | Partition | Partition Size | Filesystem | Mount Point | Location |  | Mount Point
RAID Controller | Physical Disks | Virtual Disk | Raid Level | Virtual Disk Size | Partition | Partition Size | Filesystem | Mount Point

## Contacts
SHIP-TO SITE / INSTALL SITE INFORMATION
Project Details
Project Name |  |  | Project Number
INSTALLATION SITE CUSTOMER CONTACTS
Contact | Name | Bus. Phone | Alt. Phone | Email Address
Customer
Customer
DELL ACCOUNT TEAM
Account Exe
System Cons
Tech Sales Rep
Inside Sales Rep
DELL SERVICES DEPLOYMENT TEAM
Project Manger | Scott Jacobs | 512-739-1010 |  | scott_jacobs@dell.com
Project Manger | Iftekhar Ahmed |  | 405-496-1588 | iftekhar.ahmed@dell.com
Planning Engineer | Brad Richardson | 512-547-9314 |  | bradley_richardson@dell.com
Planning Engineer
Delivery Engineer
SID Peer Review
| Name | Date Reviewed
Peer Review
SID APPROVALS
Version | Approved By | Date | SID Version | Notes
Physical Layout Finalized |  |  |  | Rack Elevation, Room Layout, Cabling
Logical Layout Finalized |  |  |  | Cluster Management, Networking

## BasicTopology (hidden)
Customer Campus Network
Head Node(s)
Login Node(s)
Internal Cluster Management Switches
Cluster Mgmt / iDRAC
Internal Computational Network Swtiches
Compute Nodes
GPU Nodes

## IP Addresses
vlookup | Index | Rack | U Location | Server Type | Service Tag | Hostname | Hardware management network IP - Interface | Admin network IP - Interface | InfiniBand network IP - Interface | DPU / Gateway network IP - Interface | Storage Backend network(s) | 1Gbe1 MAC | 1Gbe2 MAC | 10Gbe1 MAC | 10Gbe2 MAC | iDRAC MAC | HPL single | Stream | BIOS version | iDRAC version | IB HCA version
1OU01 | 1 | 1 | OU01 | XE8712 Compute |  |  | xxx.xxx.xxx.xxx/xx - iDRAC shared LOM | xxx.xxx.xxx.xxx/xx - Slot 3 OCP - port 1 | xxx.xxx.xxx.xxx/xx - Slot 1 - port 1 xxx.xxx.xxx.xxx/xx - Slot 4 - port 1
1OU02 | 2 | 1 | OU02 | XE8712 Compute |  |  | xxx.xxx.xxx.xxx/xx - iDRAC shared LOM | xxx.xxx.xxx.xxx/xx - Slot 3 OCP - port 1 | xxx.xxx.xxx.xxx/xx - Slot 1 - port 1 xxx.xxx.xxx.xxx/xx - Slot 4 - port 1
1OU04 | 3 | 1 | OU04 | XE8712 Compute |  |  | xxx.xxx.xxx.xxx/xx - iDRAC shared LOM | xxx.xxx.xxx.xxx/xx - Slot 3 OCP - port 1 | xxx.xxx.xxx.xxx/xx - Slot 1 - port 1 xxx.xxx.xxx.xxx/xx - Slot 4 - port 1
1OU05 | 4 | 1 | OU05 | XE8712 Compute |  |  | xxx.xxx.xxx.xxx/xx - iDRAC shared LOM | xxx.xxx.xxx.xxx/xx - Slot 3 OCP - port 1 | xxx.xxx.xxx.xxx/xx - Slot 1 - port 1 xxx.xxx.xxx.xxx/xx - Slot 4 - port 1
1OU06 | 5 | 1 | OU06 | XE8712 Compute |  |  | xxx.xxx.xxx.xxx/xx - iDRAC shared LOM | xxx.xxx.xxx.xxx/xx - Slot 3 OCP - port 1 | xxx.xxx.xxx.xxx/xx - Slot 1 - port 1 xxx.xxx.xxx.xxx/xx - Slot 4 - port 1
1OU07 | 6 | 1 | OU07 | XE8712 Compute |  |  | xxx.xxx.xxx.xxx/xx - iDRAC shared LOM | xxx.xxx.xxx.xxx/xx - Slot 3 OCP - port 1 | xxx.xxx.xxx.xxx/xx - Slot 1 - port 1 xxx.xxx.xxx.xxx/xx - Slot 4 - port 1
1OU11 | 7 | 1 | OU11 | XE8712 Compute |  |  | xxx.xxx.xxx.xxx/xx - iDRAC shared LOM | xxx.xxx.xxx.xxx/xx - Slot 3 OCP - port 1 | xxx.xxx.xxx.xxx/xx - Slot 1 - port 1 xxx.xxx.xxx.xxx/xx - Slot 4 - port 1
1OU12 | 8 | 1 | OU12 | XE8712 Compute |  |  | xxx.xxx.xxx.xxx/xx - iDRAC shared LOM | xxx.xxx.xxx.xxx/xx - Slot 3 OCP - port 1 | xxx.xxx.xxx.xxx/xx - Slot 1 - port 1 xxx.xxx.xxx.xxx/xx - Slot 4 - port 1
1OU13 | 9 | 1 | OU13 | XE8712 Compute |  |  | xxx.xxx.xxx.xxx/xx - iDRAC shared LOM | xxx.xxx.xxx.xxx/xx - Slot 3 OCP - port 1 | xxx.xxx.xxx.xxx/xx - Slot 1 - port 1 xxx.xxx.xxx.xxx/xx - Slot 4 - port 1
1OU14 | 10 | 1 | OU14 | XE8712 Compute |  |  | xxx.xxx.xxx.xxx/xx - iDRAC shared LOM | xxx.xxx.xxx.xxx/xx - Slot 3 OCP - port 1 | xxx.xxx.xxx.xxx/xx - Slot 1 - port 1 xxx.xxx.xxx.xxx/xx - Slot 4 - port 1
1OU15 | 11 | 1 | OU15 | XE8712 Compute |  |  | xxx.xxx.xxx.xxx/xx - iDRAC shared LOM | xxx.xxx.xxx.xxx/xx - Slot 3 OCP - port 1 | xxx.xxx.xxx.xxx/xx - Slot 1 - port 1 xxx.xxx.xxx.xxx/xx - Slot 4 - port 1
1OU16 | 12 | 1 | OU16 | XE8712 Compute |  |  | xxx.xxx.xxx.xxx/xx - iDRAC shared LOM | xxx.xxx.xxx.xxx/xx - Slot 3 OCP - port 1 | xxx.xxx.xxx.xxx/xx - Slot 1 - port 1 xxx.xxx.xxx.xxx/xx - Slot 4 - port 1
1OU17 | 13 | 1 | OU17 | XE8712 Compute |  |  | xxx.xxx.xxx.xxx/xx - iDRAC shared LOM | xxx.xxx.xxx.xxx/xx - Slot 3 OCP - port 1 | xxx.xxx.xxx.xxx/xx - Slot 1 - port 1 xxx.xxx.xxx.xxx/xx - Slot 4 - port 1
1OU18 | 14 | 1 | OU18 | XE8712 Compute |  |  | xxx.xxx.xxx.xxx/xx - iDRAC shared LOM | xxx.xxx.xxx.xxx/xx - Slot 3 OCP - port 1 | xxx.xxx.xxx.xxx/xx - Slot 1 - port 1 xxx.xxx.xxx.xxx/xx - Slot 4 - port 1
1OU19 | 15 | 1 | OU19 | XE8712 Compute |  |  | xxx.xxx.xxx.xxx/xx - iDRAC shared LOM | xxx.xxx.xxx.xxx/xx - Slot 3 OCP - port 1 | xxx.xxx.xxx.xxx/xx - Slot 1 - port 1 xxx.xxx.xxx.xxx/xx - Slot 4 - port 1
1OU20 | 16 | 1 | OU20 | XE8712 Compute |  |  | xxx.xxx.xxx.xxx/xx - iDRAC shared LOM | xxx.xxx.xxx.xxx/xx - Slot 3 OCP - port 1 | xxx.xxx.xxx.xxx/xx - Slot 1 - port 1 xxx.xxx.xxx.xxx/xx - Slot 4 - port 1
1OU21 | 17 | 1 | OU21 | XE8712 Compute |  |  | xxx.xxx.xxx.xxx/xx - iDRAC shared LOM | xxx.xxx.xxx.xxx/xx - Slot 3 OCP - port 1 | xxx.xxx.xxx.xxx/xx - Slot 1 - port 1 xxx.xxx.xxx.xxx/xx - Slot 4 - port 1
1OU27 | 18 | 1 | OU27 | XE8712 Compute |  |  | xxx.xxx.xxx.xxx/xx - iDRAC shared LOM | xxx.xxx.xxx.xxx/xx - Slot 3 OCP - port 1 | xxx.xxx.xxx.xxx/xx - Slot 1 - port 1 xxx.xxx.xxx.xxx/xx - Slot 4 - port 1
1OU28 | 19 | 1 | OU28 | XE8712 Compute |  |  | xxx.xxx.xxx.xxx/xx - iDRAC shared LOM | xxx.xxx.xxx.xxx/xx - Slot 3 OCP - port 1 | xxx.xxx.xxx.xxx/xx - Slot 1 - port 1 xxx.xxx.xxx.xxx/xx - Slot 4 - port 1
1OU29 | 20 | 1 | OU29 | XE8712 Compute |  |  | xxx.xxx.xxx.xxx/xx - iDRAC shared LOM | xxx.xxx.xxx.xxx/xx - Slot 3 OCP - port 1 | xxx.xxx.xxx.xxx/xx - Slot 1 - port 1 xxx.xxx.xxx.xxx/xx - Slot 4 - port 1
1OU30 | 21 | 1 | OU30 | XE8712 Compute |  |  | xxx.xxx.xxx.xxx/xx - iDRAC shared LOM | xxx.xxx.xxx.xxx/xx - Slot 3 OCP - port 1 | xxx.xxx.xxx.xxx/xx - Slot 1 - port 1 xxx.xxx.xxx.xxx/xx - Slot 4 - port 1
1OU31 | 22 | 1 | OU31 | XE8712 Compute |  |  | xxx.xxx.xxx.xxx/xx - iDRAC shared LOM | xxx.xxx.xxx.xxx/xx - Slot 3 OCP - port 1 | xxx.xxx.xxx.xxx/xx - Slot 1 - port 1 xxx.xxx.xxx.xxx/xx - Slot 4 - port 1
1OU32 | 23 | 1 | OU32 | XE8712 Compute |  |  | xxx.xxx.xxx.xxx/xx - iDRAC shared LOM | xxx.xxx.xxx.xxx/xx - Slot 3 OCP - port 1 | xxx.xxx.xxx.xxx/xx - Slot 1 - port 1 xxx.xxx.xxx.xxx/xx - Slot 4 - port 1
1OU33 | 24 | 1 | OU33 | XE8712 Compute |  |  | xxx.xxx.xxx.xxx/xx - iDRAC shared LOM | xxx.xxx.xxx.xxx/xx - Slot 3 OCP - port 1 | xxx.xxx.xxx.xxx/xx - Slot 1 - port 1 xxx.xxx.xxx.xxx/xx - Slot 4 - port 1
1OU34 | 25 | 1 | OU34 | XE8712 Compute |  |  | xxx.xxx.xxx.xxx/xx - iDRAC shared LOM | xxx.xxx.xxx.xxx/xx - Slot 3 OCP - port 1 | xxx.xxx.xxx.xxx/xx - Slot 1 - port 1 xxx.xxx.xxx.xxx/xx - Slot 4 - port 1
1OU35 | 26 | 1 | OU35 | XE8712 Compute |  |  | xxx.xxx.xxx.xxx/xx - iDRAC shared LOM | xxx.xxx.xxx.xxx/xx - Slot 3 OCP - port 1 | xxx.xxx.xxx.xxx/xx - Slot 1 - port 1 xxx.xxx.xxx.xxx/xx - Slot 4 - port 1
1OU36 | 27 | 1 | OU36 | XE8712 Compute |  |  | xxx.xxx.xxx.xxx/xx - iDRAC shared LOM | xxx.xxx.xxx.xxx/xx - Slot 3 OCP - port 1 | xxx.xxx.xxx.xxx/xx - Slot 1 - port 1 xxx.xxx.xxx.xxx/xx - Slot 4 - port 1
1OU37 | 28 | 1 | OU37 | XE8712 Compute |  |  | xxx.xxx.xxx.xxx/xx - iDRAC shared LOM | xxx.xxx.xxx.xxx/xx - Slot 3 OCP - port 1 | xxx.xxx.xxx.xxx/xx - Slot 1 - port 1 xxx.xxx.xxx.xxx/xx - Slot 4 - port 1
1OU41 | 29 | 1 | OU41 | XE8712 DPU |  |  | xxx.xxx.xxx.xxx/xx - iDRAC shared LOM xxx.xxx.xxx.xxx/xx - DPU MGMT | xxx.xxx.xxx.xxx/xx - Slot 3 OCP - port 1 | xxx.xxx.xxx.xxx/xx - Slot 1 - port 1 xxx.xxx.xxx.xxx/xx - Slot 4 - port 1 | xxx.xxx.xxx.xxx/xx - DPU - Port 1 xxx.xxx.xxx.xxx/xx - DPU - Port 2
1OU42 | 30 | 1 | OU42 | XE8712 DPU |  |  | xxx.xxx.xxx.xxx/xx - iDRAC shared LOM xxx.xxx.xxx.xxx/xx - DPU MGMT | xxx.xxx.xxx.xxx/xx - Slot 3 OCP - port 1 | xxx.xxx.xxx.xxx/xx - Slot 1 - port 1 xxx.xxx.xxx.xxx/xx - Slot 4 - port 1 | xxx.xxx.xxx.xxx/xx - DPU - Port 1 xxx.xxx.xxx.xxx/xx - DPU - Port 2
1OU43 | 31 | 1 | OU43 | XE8712 Compute |  |  | xxx.xxx.xxx.xxx/xx - iDRAC shared LOM | xxx.xxx.xxx.xxx/xx - Slot 3 OCP - port 1 | xxx.xxx.xxx.xxx/xx - Slot 1 - port 1 xxx.xxx.xxx.xxx/xx - Slot 4 - port 1
1OU44 | 32 | 1 | OU44 | XE8712 Compute |  |  | xxx.xxx.xxx.xxx/xx - iDRAC shared LOM | xxx.xxx.xxx.xxx/xx - Slot 3 OCP - port 1 | xxx.xxx.xxx.xxx/xx - Slot 1 - port 1 xxx.xxx.xxx.xxx/xx - Slot 4 - port 1
1OU45 | 33 | 1 | OU45 | XE8712 Compute |  |  | xxx.xxx.xxx.xxx/xx - iDRAC shared LOM | xxx.xxx.xxx.xxx/xx - Slot 3 OCP - port 1 | xxx.xxx.xxx.xxx/xx - Slot 1 - port 1 xxx.xxx.xxx.xxx/xx - Slot 4 - port 1
1OU46 | 34 | 1 | OU46 | XE8712 Compute |  |  | xxx.xxx.xxx.xxx/xx - iDRAC shared LOM | xxx.xxx.xxx.xxx/xx - Slot 3 OCP - port 1 | xxx.xxx.xxx.xxx/xx - Slot 1 - port 1 xxx.xxx.xxx.xxx/xx - Slot 4 - port 1
1OU47 | 35 | 1 | OU47 | XE8712 Compute |  |  | xxx.xxx.xxx.xxx/xx - iDRAC shared LOM | xxx.xxx.xxx.xxx/xx - Slot 3 OCP - port 1 | xxx.xxx.xxx.xxx/xx - Slot 1 - port 1 xxx.xxx.xxx.xxx/xx - Slot 4 - port 1
1OU48 | 36 | 1 | OU48 | XE8712 Compute |  |  | xxx.xxx.xxx.xxx/xx - iDRAC shared LOM | xxx.xxx.xxx.xxx/xx - Slot 3 OCP - port 1 | xxx.xxx.xxx.xxx/xx - Slot 1 - port 1 xxx.xxx.xxx.xxx/xx - Slot 4 - port 1
1OU03 | 37 | 1 | OU03 | S5248F-ON |  |  | xxx.xxx.xxx.xxx/xx - MGMT
1OU25 | 38 | 1 | OU25 | QM9700 leaf |  |  | xxx.xxx.xxx.xxx/xx - MGMT
1OU26 | 39 | 1 | OU26 | QM9700 leaf |  |  | xxx.xxx.xxx.xxx/xx - MGMT
1OU08 | 40 | 1 | OU08 | Power Shelf |  |  | xxx.xxx.xxx.xxx/xx - MGMT
1OU09 | 41 | 1 | OU09 | Power Shelf |  |  | xxx.xxx.xxx.xxx/xx - MGMT
1OU10 | 42 | 1 | OU10 | Power Shelf |  |  | xxx.xxx.xxx.xxx/xx - MGMT
1OU22 | 43 | 1 | OU22 | Power Shelf |  |  | xxx.xxx.xxx.xxx/xx - MGMT
1OU23 | 44 | 1 | OU23 | Power Shelf |  |  | xxx.xxx.xxx.xxx/xx - MGMT
1OU38 | 45 | 1 | OU38 | Power Shelf |  |  | xxx.xxx.xxx.xxx/xx - MGMT
1OU39 | 46 | 1 | OU39 | Power Shelf |  |  | xxx.xxx.xxx.xxx/xx - MGMT
1OU40 | 47 | 1 | OU40 | Power Shelf |  |  | xxx.xxx.xxx.xxx/xx - MGMT
1IRC | 48 | 1 | IRC | RDHX |  |  | xxx.xxx.xxx.xxx/xx - MGMT
2U01 | 49 | 2 | U01 | IBM ESS6000 |  |  | xxx.xxx.xxx.xxx/xx - MGMT | xxx.xxx.xxx.xxx/xx - LOM1 | xxx.xxx.xxx.xxx/xx - HCA1 - port 1 xxx.xxx.xxx.xxx/xx - HCA2 - port 1 xxx.xxx.xxx.xxx/xx - HCA3 - port 1 xxx.xxx.xxx.xxx/xx - HCA4 - port 1
2U03 | 50 | 2 | U03 | IBM ESS6000 |  |  | xxx.xxx.xxx.xxx/xx - MGMT | xxx.xxx.xxx.xxx/xx - LOM1 | xxx.xxx.xxx.xxx/xx - HCA1 - port 1 xxx.xxx.xxx.xxx/xx - HCA2 - port 1 xxx.xxx.xxx.xxx/xx - HCA3 - port 1 xxx.xxx.xxx.xxx/xx - HCA4 - port 1
2U05 | 51 | 2 | U05 | IBM ESS6000 |  |  | xxx.xxx.xxx.xxx/xx - MGMT | xxx.xxx.xxx.xxx/xx - LOM1 | xxx.xxx.xxx.xxx/xx - HCA1 - port 1 xxx.xxx.xxx.xxx/xx - HCA2 - port 1 xxx.xxx.xxx.xxx/xx - HCA3 - port 1 xxx.xxx.xxx.xxx/xx - HCA4 - port 1
2U07 | 52 | 2 | U07 | IBM ESS6000 |  |  | xxx.xxx.xxx.xxx/xx - MGMT | xxx.xxx.xxx.xxx/xx - LOM1 | xxx.xxx.xxx.xxx/xx - HCA1 - port 1 xxx.xxx.xxx.xxx/xx - HCA2 - port 1 xxx.xxx.xxx.xxx/xx - HCA3 - port 1 xxx.xxx.xxx.xxx/xx - HCA4 - port 1
2U09 | 53 | 2 | U09 | IBM EMS 5149-23E |  |  | xxx.xxx.xxx.xxx/xx - MGMT | xxx.xxx.xxx.xxx/xx - LOM1 xxx.xxx.xxx.xxx/xx - LOM2 | xxx.xxx.xxx.xxx/xx - HCA1 - port 1 xxx.xxx.xxx.xxx/xx - HCA2 - port 1
2U13-NODE1 | 54 | 2 | U13-NODE1 | PS H710 |  |  | xxx.xxx.xxx.xxx/xx - MGMT | xxx.xxx.xxx.xxx/xx - FE1 xxx.xxx.xxx.xxx/xx - FE2 |  |  | xxx.xxx.xxx.xxx/xx - BE1 xxx.xxx.xxx.xxx/xx - BE2
2U13-NODE2 | 55 | 2 | U13-NODE2 | PS H710 |  |  | xxx.xxx.xxx.xxx/xx - MGMT | xxx.xxx.xxx.xxx/xx - FE1 xxx.xxx.xxx.xxx/xx - FE2 |  |  | xxx.xxx.xxx.xxx/xx - BE1 xxx.xxx.xxx.xxx/xx - BE2
2U13-NODE3 | 56 | 2 | U13-NODE3 | PS H710 |  |  | xxx.xxx.xxx.xxx/xx - MGMT | xxx.xxx.xxx.xxx/xx - FE1 xxx.xxx.xxx.xxx/xx - FE2 |  |  | xxx.xxx.xxx.xxx/xx - BE1 xxx.xxx.xxx.xxx/xx - BE2
2U13-NODE4 | 57 | 2 | U13-NODE4 | PS H710 |  |  | xxx.xxx.xxx.xxx/xx - MGMT | xxx.xxx.xxx.xxx/xx - FE1 xxx.xxx.xxx.xxx/xx - FE2 |  |  | xxx.xxx.xxx.xxx/xx - BE1 xxx.xxx.xxx.xxx/xx - BE2
2U20-SPA | 58 | 2 | U20-SPA | ME5224 |  |  | xxx.xxx.xxx.xxx/xx - MGMT | xxx.xxx.xxx.xxx/xx - iSCSI SPA - A0 xxx.xxx.xxx.xxx/xx - iSCSI SPA - A1 xxx.xxx.xxx.xxx/xx - iSCSI SPA - A2 xxx.xxx.xxx.xxx/xx - iSCSI SPA - A3
2U20-SPB | 59 | 2 | U20-SPB | ME5224 |  |  | xxx.xxx.xxx.xxx/xx - MGMT | xxx.xxx.xxx.xxx/xx - iSCSI SPB - B0 xxx.xxx.xxx.xxx/xx - iSCSI SPB - B1 xxx.xxx.xxx.xxx/xx - iSCSI SPB - B2 xxx.xxx.xxx.xxx/xx - iSCSI SPB - B3
2U28 | 60 | 2 | U28 | R6715 OMNIA IM |  |  | xxx.xxx.xxx.xxx/xx - iDRAC shared LOM | xxx.xxx.xxx.xxx/xx - OCP - port 1 | xxx.xxx.xxx.xxx/xx - Slot 1 - port 1
2U29 | 61 | 2 | U29 | R6715 OMNIA SS |  |  | xxx.xxx.xxx.xxx/xx - iDRAC shared LOM | xxx.xxx.xxx.xxx/xx - OCP - port 1 | xxx.xxx.xxx.xxx/xx - Slot 1 - port 1
2U30 | 62 | 2 | U30 | R6715 OMNIA Scheduler |  |  | xxx.xxx.xxx.xxx/xx - iDRAC shared LOM | xxx.xxx.xxx.xxx/xx - OCP - port 1 | xxx.xxx.xxx.xxx/xx - Slot 1 - port 1
2U31 | 63 | 2 | U31 | R6715 OMNIA OME |  |  | xxx.xxx.xxx.xxx/xx - iDRAC shared LOM | xxx.xxx.xxx.xxx/xx - OCP - port 1 | xxx.xxx.xxx.xxx/xx - Slot 1 - port 1
2U32 | 64 | 2 | U32 | R6715 OMNIA UFM |  |  | xxx.xxx.xxx.xxx/xx - iDRAC shared LOM | xxx.xxx.xxx.xxx/xx - OCP - port 1 | xxx.xxx.xxx.xxx/xx - Slot 1 - port 1
2U33 | 65 | 2 | U33 | R6715 OMNIA SFM |  |  | xxx.xxx.xxx.xxx/xx - iDRAC shared LOM | xxx.xxx.xxx.xxx/xx - OCP - port 1 | xxx.xxx.xxx.xxx/xx - Slot 1 - port 1
2U34 | 66 | 2 | U34 | R7715 WEN DPU |  |  | xxx.xxx.xxx.xxx/xx - iDRAC shared LOM xxx.xxx.xxx.xxx/xx - DPU MGMT | xxx.xxx.xxx.xxx/xx - OCP - port 1 | xxx.xxx.xxx.xxx/xx - Slot 1 - port 1 xxx.xxx.xxx.xxx/xx - Slot 1 - port 2 xxx.xxx.xxx.xxx/xx - Slot 3 - port 1 xxx.xxx.xxx.xxx/xx - Slot 3 - port 2 | xxx.xxx.xxx.xxx/xx - DPU - Port 1 xxx.xxx.xxx.xxx/xx - DPU - Port 2
2U36 | 67 | 2 | U36 | HDR Skyway GW |  |  | xxx.xxx.xxx.xxx/xx - LAN1 - shared LOM IPMI2 | xxx.xxx.xxx.xxx/xx - LAN1 |  | xxx.xxx.xxx.xxx/xx - HCA1 - Port 1 xxx.xxx.xxx.xxx/xx - HCA2 - Port 1 xxx.xxx.xxx.xxx/xx - HCA3 - Port 1 xxx.xxx.xxx.xxx/xx - HCA4 - Port 1 xxx.xxx.xxx.xxx/xx - HCA5 - Port 1 xxx.xxx.xxx.xxx/xx - HCA6 - Port 1 xxx.xxx.xxx.xxx/xx - HCA7 - Port 1 xxx.xxx.xxx.xxx/xx - HCA8 - Port 1
2U11 | 68 | 2 | U11 | S3248T PSS Admin |  |  | xxx.xxx.xxx.xxx/xx - MGMT
2U17 | 69 | 2 | U17 | S5232F - PS backend |  |  | xxx.xxx.xxx.xxx/xx - MGMT
2U18 | 70 | 2 | U18 | S5232F - PS backend |  |  | xxx.xxx.xxx.xxx/xx - MGMT
2U22 | 71 | 2 | U22 | S5232F - 25G admin |  |  | xxx.xxx.xxx.xxx/xx - MGMT
2U24 | 72 | 2 | U24 | S3248T OOB SW |  |  | xxx.xxx.xxx.xxx/xx - MGMT
2U26 | 73 | 2 | U26 | QM9700 leaf |  |  | xxx.xxx.xxx.xxx/xx - MGMT
2U39 | 74 | 2 | U39 | SN5600 GW |  |  | xxx.xxx.xxx.xxx/xx - MGMT
2U42 | 75 | 2 | U42 | S5232F - core |  |  | xxx.xxx.xxx.xxx/xx - MGMT
2U43 | 76 | 2 | U43 | QM9700 core |  |  | xxx.xxx.xxx.xxx/xx - MGMT
2U45 | 77 | 2 | U45 | S5232F - BRDR leaf
2PDU L1 | 78 | 2 | PDU L1 | PDU L1 |  |  | xxx.xxx.xxx.xxx/xx - MGMT
2PDU L2 | 79 | 2 | PDU L2 | PDU L2 |  |  | xxx.xxx.xxx.xxx/xx - MGMT
2PDU R1 | 80 | 2 | PDU R1 | PDU R1 |  |  | xxx.xxx.xxx.xxx/xx - MGMT
2PDU R2 | 81 | 2 | PDU R2 | PDU R2 |  |  | xxx.xxx.xxx.xxx/xx - MGMT
3U03 | 82 | 3 | U03 | R6615 Vast |  |  | xxx.xxx.xxx.xxx/xx - iDRAC shared LOM | xxx.xxx.xxx.xxx/xx - OCP - port 1 | xxx.xxx.xxx.xxx/xx - Slot 1 - port 1 xxx.xxx.xxx.xxx/xx - Slot 3 - port 1 |  | xxx.xxx.xxx.xxx/xx - Slot 1 - port 1 xxx.xxx.xxx.xxx/xx - Slot 3 - port 1
3U04 | 83 | 3 | U04 | R6615 Vast |  |  | xxx.xxx.xxx.xxx/xx - iDRAC shared LOM | xxx.xxx.xxx.xxx/xx - OCP - port 1 | xxx.xxx.xxx.xxx/xx - Slot 1 - port 1 xxx.xxx.xxx.xxx/xx - Slot 3 - port 1 |  | xxx.xxx.xxx.xxx/xx - Slot 1 - port 1 xxx.xxx.xxx.xxx/xx - Slot 3 - port 1
3U05 | 84 | 3 | U05 | R6615 Vast |  |  | xxx.xxx.xxx.xxx/xx - iDRAC shared LOM | xxx.xxx.xxx.xxx/xx - OCP - port 1 | xxx.xxx.xxx.xxx/xx - Slot 1 - port 1 xxx.xxx.xxx.xxx/xx - Slot 3 - port 1 |  | xxx.xxx.xxx.xxx/xx - Slot 1 - port 1 xxx.xxx.xxx.xxx/xx - Slot 3 - port 1
3U06 | 85 | 3 | U06 | R6615 Vast |  |  | xxx.xxx.xxx.xxx/xx - iDRAC shared LOM | xxx.xxx.xxx.xxx/xx - OCP - port 1 | xxx.xxx.xxx.xxx/xx - Slot 1 - port 1 xxx.xxx.xxx.xxx/xx - Slot 3 - port 1 |  | xxx.xxx.xxx.xxx/xx - Slot 1 - port 1 xxx.xxx.xxx.xxx/xx - Slot 3 - port 1
3U07 | 86 | 3 | U07 | R6615 Vast |  |  | xxx.xxx.xxx.xxx/xx - iDRAC shared LOM | xxx.xxx.xxx.xxx/xx - OCP - port 1 | xxx.xxx.xxx.xxx/xx - Slot 1 - port 1 xxx.xxx.xxx.xxx/xx - Slot 3 - port 1 |  | xxx.xxx.xxx.xxx/xx - Slot 1 - port 1 xxx.xxx.xxx.xxx/xx - Slot 3 - port 1
3U08 | 87 | 3 | U08 | R6615 Vast |  |  | xxx.xxx.xxx.xxx/xx - iDRAC shared LOM | xxx.xxx.xxx.xxx/xx - OCP - port 1 | xxx.xxx.xxx.xxx/xx - Slot 1 - port 1 xxx.xxx.xxx.xxx/xx - Slot 3 - port 1 |  | xxx.xxx.xxx.xxx/xx - Slot 1 - port 1 xxx.xxx.xxx.xxx/xx - Slot 3 - port 1
3U09 | 88 | 3 | U09 | R6615 Vast |  |  | xxx.xxx.xxx.xxx/xx - iDRAC shared LOM | xxx.xxx.xxx.xxx/xx - OCP - port 1 | xxx.xxx.xxx.xxx/xx - Slot 1 - port 1 xxx.xxx.xxx.xxx/xx - Slot 3 - port 1 |  | xxx.xxx.xxx.xxx/xx - Slot 1 - port 1 xxx.xxx.xxx.xxx/xx - Slot 3 - port 1
3U10 | 89 | 3 | U10 | R6615 Vast |  |  | xxx.xxx.xxx.xxx/xx - iDRAC shared LOM | xxx.xxx.xxx.xxx/xx - OCP - port 1 | xxx.xxx.xxx.xxx/xx - Slot 1 - port 1 xxx.xxx.xxx.xxx/xx - Slot 3 - port 1 |  | xxx.xxx.xxx.xxx/xx - Slot 1 - port 1 xxx.xxx.xxx.xxx/xx - Slot 3 - port 1
3U11 | 90 | 3 | U11 | R6615 Vast |  |  | xxx.xxx.xxx.xxx/xx - iDRAC shared LOM | xxx.xxx.xxx.xxx/xx - OCP - port 1 | xxx.xxx.xxx.xxx/xx - Slot 1 - port 1 xxx.xxx.xxx.xxx/xx - Slot 3 - port 1 |  | xxx.xxx.xxx.xxx/xx - Slot 1 - port 1 xxx.xxx.xxx.xxx/xx - Slot 3 - port 1
3U12 | 91 | 3 | U12 | R6615 Vast |  |  | xxx.xxx.xxx.xxx/xx - iDRAC shared LOM | xxx.xxx.xxx.xxx/xx - OCP - port 1 | xxx.xxx.xxx.xxx/xx - Slot 1 - port 1 xxx.xxx.xxx.xxx/xx - Slot 3 - port 1 |  | xxx.xxx.xxx.xxx/xx - Slot 1 - port 1 xxx.xxx.xxx.xxx/xx - Slot 3 - port 1
3U13 | 92 | 3 | U13 | R6615 Vast |  |  | xxx.xxx.xxx.xxx/xx - iDRAC shared LOM | xxx.xxx.xxx.xxx/xx - OCP - port 1 | xxx.xxx.xxx.xxx/xx - Slot 1 - port 1 xxx.xxx.xxx.xxx/xx - Slot 3 - port 1 |  | xxx.xxx.xxx.xxx/xx - Slot 1 - port 1 xxx.xxx.xxx.xxx/xx - Slot 3 - port 1
3U28 | 93 | 3 | U28 | R6715 OMNIA IM |  |  | xxx.xxx.xxx.xxx/xx - iDRAC shared LOM | xxx.xxx.xxx.xxx/xx - OCP - port 1 | xxx.xxx.xxx.xxx/xx - Slot 1 - port 1
3U29 | 94 | 3 | U29 | R6715 OMNIA SS |  |  | xxx.xxx.xxx.xxx/xx - iDRAC shared LOM | xxx.xxx.xxx.xxx/xx - OCP - port 1 | xxx.xxx.xxx.xxx/xx - Slot 1 - port 1
3U30 | 95 | 3 | U30 | R6715 OMNIA Scheduler |  |  | xxx.xxx.xxx.xxx/xx - iDRAC shared LOM | xxx.xxx.xxx.xxx/xx - OCP - port 1 | xxx.xxx.xxx.xxx/xx - Slot 1 - port 1
3U31 | 96 | 3 | U31 | R6715 OMNIA OME |  |  | xxx.xxx.xxx.xxx/xx - iDRAC shared LOM | xxx.xxx.xxx.xxx/xx - OCP - port 1 | xxx.xxx.xxx.xxx/xx - Slot 1 - port 1
3U32 | 97 | 3 | U32 | R6715 OMNIA UFM |  |  | xxx.xxx.xxx.xxx/xx - iDRAC shared LOM | xxx.xxx.xxx.xxx/xx - OCP - port 1 | xxx.xxx.xxx.xxx/xx - Slot 1 - port 1
3U33 | 98 | 3 | U33 | R6715 OMNIA SFM |  |  | xxx.xxx.xxx.xxx/xx - iDRAC shared LOM | xxx.xxx.xxx.xxx/xx - OCP - port 1 | xxx.xxx.xxx.xxx/xx - Slot 1 - port 1
3U34 | 99 | 3 | U34 | R7715 WEN DPU |  |  | xxx.xxx.xxx.xxx/xx - iDRAC shared LOM xxx.xxx.xxx.xxx/xx - DPU MGMT | xxx.xxx.xxx.xxx/xx - OCP - port 1 | xxx.xxx.xxx.xxx/xx - Slot 1 - port 1 xxx.xxx.xxx.xxx/xx - Slot 1 - port 2 xxx.xxx.xxx.xxx/xx - Slot 3 - port 1 xxx.xxx.xxx.xxx/xx - Slot 3 - port 2 | xxx.xxx.xxx.xxx/xx - DPU - Port 1 xxx.xxx.xxx.xxx/xx - DPU - Port 2
3U36 | 100 | 3 | U36 | HDR Skyway GW |  |  | xxx.xxx.xxx.xxx/xx - LAN1 - shared LOM IPMI2 | xxx.xxx.xxx.xxx/xx - LAN1 | xxx.xxx.xxx.xxx/xx - HCA1 - Port 1 xxx.xxx.xxx.xxx/xx - HCA2 - Port 1 xxx.xxx.xxx.xxx/xx - HCA3 - Port 1 xxx.xxx.xxx.xxx/xx - HCA4 - Port 1 xxx.xxx.xxx.xxx/xx - HCA5 - Port 1 xxx.xxx.xxx.xxx/xx - HCA6 - Port 1 xxx.xxx.xxx.xxx/xx - HCA7 - Port 1 xxx.xxx.xxx.xxx/xx - HCA8 - Port 1 | xxx.xxx.xxx.xxx/xx - HCA1 - Port 1 xxx.xxx.xxx.xxx/xx - HCA2 - Port 1 xxx.xxx.xxx.xxx/xx - HCA3 - Port 1 xxx.xxx.xxx.xxx/xx - HCA4 - Port 1 xxx.xxx.xxx.xxx/xx - HCA5 - Port 1 xxx.xxx.xxx.xxx/xx - HCA6 - Port 1 xxx.xxx.xxx.xxx/xx - HCA7 - Port 1 xxx.xxx.xxx.xxx/xx - HCA8 - Port 1
3U15 | 101 | 3 | U15 | SN3700 Vast BE |  |  | xxx.xxx.xxx.xxx/xx - MGMT
3U16 | 102 | 3 | U16 | SN3700 Vast BE |  |  | xxx.xxx.xxx.xxx/xx - MGMT
3U22 | 103 | 3 | U22 | S5248F-ON admin |  |  | xxx.xxx.xxx.xxx/xx - MGMT
3U39 | 104 | 3 | U39 | SN5600 GW |  |  | xxx.xxx.xxx.xxx/xx - MGMT
3U26 | 105 | 3 | U26 | QM9700 leaf |  |  | xxx.xxx.xxx.xxx/xx - MGMT
3U42 | 106 | 3 | U42 | S5232F - core |  |  | xxx.xxx.xxx.xxx/xx - MGMT
3U43 | 107 | 3 | U43 | QM9700 core |  |  | xxx.xxx.xxx.xxx/xx - MGMT
3U45 | 108 | 3 | U45 | S5232F - BRDR leaf
3PDU L1 | 109 | 3 | PDU L1 | PDU L1 |  |  | xxx.xxx.xxx.xxx/xx - MGMT
3PDU L2 | 110 | 3 | PDU L2 | PDU L2 |  |  | xxx.xxx.xxx.xxx/xx - MGMT
3PDU R1 | 111 | 3 | PDU R1 | PDU R1 |  |  | xxx.xxx.xxx.xxx/xx - MGMT
3PDU R2 | 112 | 3 | PDU R2 | PDU R2 |  |  | xxx.xxx.xxx.xxx/xx - MGMT

## Room Layout
Hot Aisle (rear of racks) - airflow ↑ |  |  |  | Hot Aisle (rear of racks) - airflow ↑
Empty | PILOT Mgmt R3 | PILOT Mgmt R2 | PILOT Compute 1
Cold Aisle (front of racks) - airflow ↑ |  |  |  | Cold Aisle (front of racks) - airflow ↑

## Rack compute 1
Rack compute 1 | [5 empty] | Cable Lengths
| Front Mounted | Rear Mounted | Order Number | PS 1 | PS 2 | Card Installs | IB Route | IB Length | CAT6 Route | CAT6 Length | 25GbE SFP28 Route | 25GbE SFP28 Length | 100GbE MPO Route | 100GbE MPO Length | QSFP112 Route | QSFP112 Length
OU52
OU51
OU50 | blank
OU49 | blank
OU48 | XE8712 COMPUTE | [5 empty] | (1) NDR 2:1 to OU26 (1) NDR 2:1 to OU25 | (2) 2.5M |  |  | (1) SFP28 to OU03 | (1) 3M
OU47 | XE8712 COMPUTE | [9 empty] | (1) SFP28 to OU03 | (1) 3M
OU46 | XE8712 COMPUTE | [5 empty] | (1) NDR 2:1 to OU26 (1) NDR 2:1 to OU25 | (2) 2M |  |  | (1) SFP28 to OU03 | (1) 3M
OU45 | XE8712 COMPUTE | [9 empty] | (1) SFP28 to OU03 | (1) 3M
OU44 | XE8712 COMPUTE | [5 empty] | (1) NDR 2:1 to OU26 (1) NDR 2:1 to OU25 | (2) 2M |  |  | (1) SFP28 to OU03 | (1) 3M
OU43 | XE8712 COMPUTE | [9 empty] | (1) SFP28 to OU03 | (1) 3M
OU42 | XE8712 + BF3 DPU |  | 1026350504 |  |  |  | (1) NDR 2:1 to OU26 (1) NDR 2:1 to OU25 | (2) 2M | (1) DPU CAT6 to R2 U24 | (1) 20ft | (1) SFP28 to OU03 | (1) 3M |  |  | (1) DPU to R2 U39, (1) R3 U39 | (2) 7M
OU41 | XE8712 + BF3 DPU |  | 1026350504 | [5 empty] | (1) DPU CAT6 to R2 U24 | (1) 20ft | (1) SFP28 to OU03 | (1) 3M |  |  | (1) DPU to R2 U39, (1) R3 U39 | (2) 7M
OU40 | Power Shelf 8 | [7 empty] | (1) CAT6 to OU39 | (1) 1ft
OU39 | Power Shelf 7 | [7 empty] | (1) CAT6 to OU38 | (1) 1ft
OU38 | Power Shelf 6 | [7 empty] | (1) CAT6 to OU23 | (1) 3ft
OU37 | XE8712 COMPUTE | [5 empty] | (1) NDR 2:1 to OU26 (1) NDR 2:1 to OU25 | (2) 1.5M |  |  | (1) SFP28 to OU03 | (1) 2.5M
OU36 | XE8712 COMPUTE | [9 empty] | (1) SFP28 to OU03 | (1) 2.5M
OU35 | XE8712 COMPUTE | [5 empty] | (1) NDR 2:1 to OU26 (1) NDR 2:1 to OU25 | (2) 1.5M |  |  | (1) SFP28 to OU03 | (1) 2.5M
OU34 | XE8712 COMPUTE | [9 empty] | (1) SFP28 to OU03 | (1) 2.5M
OU33 | XE8712 COMPUTE | [5 empty] | (1) NDR 2:1 to OU26 (1) NDR 2:1 to OU25 | (2) 1.5M |  |  | (1) SFP28 to OU03 | (1) 2.5M
OU32 | XE8712 COMPUTE | [9 empty] | (1) SFP28 to OU03 | (1) 2.5M
OU31 | XE8712 COMPUTE | [5 empty] | (1) NDR 2:1 to OU26 (1) NDR 2:1 to OU25 | (2) 1.5M |  |  | (1) SFP28 to OU03 | (1) 2.5M
OU30 | XE8712 COMPUTE | [9 empty] | (1) SFP28 to OU03 | (1) 2.5M
OU29 | XE8712 COMPUTE | [5 empty] | (1) NDR 2:1 to OU26 (1) NDR 2:1 to OU25 | (2) 1M |  |  | (1) SFP28 to OU03 | (1) 2.5M
OU28 | XE8712 COMPUTE | [9 empty] | (1) SFP28 to OU03 | (1) 2.5M
OU27 | XE8712 COMPUTE | [5 empty] | (1) NDR to OU26, (1) NDR to OU25 | (1) 1M |  |  | (1) SFP28 to OU03 | (1) 2.5M
OU26 | QM9700 leaf |  |  | C15 - to R3 B5 | C15 - to R3 B6 | (10) MMA4Z00-NS | (10) NDR to R2 U43, (10) to R3 U43 | (10) 7M, (10) 7M | (1) CAT6 to R2 U24 | (1) 25ft
OU25 | QM9700 leaf |  |  | C15 - to R2 B5 | C15 - to R2 B5 | (10) MMA4Z00-NS | (10) NDR to R2 U43, (10) to R3 U43 | (10) 7M, (10) 7M | (1) CAT6 to R2 U24 | (1) 25ft
OU24 | Cross Brace |  |  |  |  | 407-BBOS - transceiver |  |  | (1) IRC - CAT6 to OU03 | (1) 7ft
OU23 | Power Shelf 5 | [7 empty] | (1) CAT6 to OU22 | (1) 1ft
OU22 | Power Shelf 4 | [7 empty] | (1) CAT6 to OU10 | (1) 3ft
OU21 | XE8712 COMPUTE | [5 empty] | (1) NDR to OU26, (1) NDR to OU25 | (1) 1.5M |  |  | (1) SFP28 to OU03 | (1) 2M
OU20 | XE8712 COMPUTE | [5 empty] | (1) NDR 2:1 to OU26 (1) NDR 2:1 to OU25 | (2) 1.5M |  |  | (1) SFP28 to OU03 | (1) 2M
OU19 | XE8712 COMPUTE | [9 empty] | (1) SFP28 to OU03 | (1) 2M
OU18 | XE8712 COMPUTE | [5 empty] | (1) NDR 2:1 to OU26 (1) NDR 2:1 to OU25 | (2) 1.5M |  |  | (1) SFP28 to OU03 | (1) 2M
OU17 | XE8712 COMPUTE | [9 empty] | (1) SFP28 to OU03 | (1) 2M
OU16 | XE8712 COMPUTE | [5 empty] | (1) NDR 2:1 to OU26 (1) NDR 2:1 to OU25 | (2) 1.5M |  |  | (1) SFP28 to OU03 | (1) 2M
OU15 | XE8712 COMPUTE | [9 empty] | (1) SFP28 to OU03 | (1) 2M
OU14 | XE8712 COMPUTE | [5 empty] | (1) NDR 2:1 to OU26 (1) NDR 2:1 to OU25 | (2) 1.5M |  |  | (1) SFP28 to OU03 | (1) 2M
OU13 | XE8712 COMPUTE | [9 empty] | (1) SFP28 to OU03 | (1) 2M
OU12 | XE8712 COMPUTE | [5 empty] | (1) NDR 2:1 to OU26 (1) NDR 2:1 to OU25 | (2) 2M |  |  | (1) SFP28 to OU03 | (1) 2M
OU11 | XE8712 COMPUTE | [9 empty] | (1) SFP28 to OU03 | (1) 1M
OU10 | Power Shelf 3 | [7 empty] | (1) CAT6 to OU09 | (1) 1ft
OU9 | Power Shelf 2 | [7 empty] | (1) CAT6 to OU08 | (1) 1ft
OU8 | Power Shelf 1 |  |  |  |  | 407-BBOS - transceiver |  |  | (1) CAT6 to OU03 | (1) 4ft
OU7 | XE8712 COMPUTE | [5 empty] | (1) NDR 2:1 to OU26 (1) NDR 2:1 to OU25 | (2) 2M |  |  | (1) SFP28 to OU03 | (1) 1M
OU6 | XE8712 COMPUTE | [9 empty] | (1) SFP28 to OU03 | (1) 1M
OU5 | XE8712 COMPUTE | [5 empty] | (1) NDR 2:1 to OU26 (1) NDR 2:1 to OU25 | (2) 2M |  |  | (1) SFP28 to OU03 | (1) 1M
OU4 | XE8712 COMPUTE | [9 empty] | (1) SFP28 to OU03 | (1) 1M
OU3 | S5248F 25GbE |  |  | C13 - to R2 B5 | C13 - to R2 B5 | (2) 407-BBWV transceiver |  |  | (1) CAT6 to R2 U24 | (1) 25ft |  |  | (1) R2 U42, (1) R3 U42 | (2) 10M
OU2 | XE8712 COMPUTE | [5 empty] | (1) NDR 2:1 to OU26 (1) NDR 2:1 to OU25 | (2) 2.5M |  |  | (1) SFP28 to OU03 | (1) 1M
OU1 | XE8712 COMPUTE | [9 empty] | (1) SFP28 to OU03 | (1) 1M
Rack Model
0
Zero OU Space in Rear
PDOU Type and Location Looking from Rear |  |  |  |  | Whip Location | Connector | Notes |  | MGMT Cable Route | MGMT Cable Length
R1 | [10 empty] | R1 and L1 are the vertical mount closest to the equipment.
R2
R3
R4
L1
L2
L3
L4
| Color Codes |  |  |  | Inter-Rack Cables will go out the TOP of the Rack |  |  | Ship rack with IB rack-to-rack cables bundled in top of rack. See IB label tab - ISLs should be bundled following the color coding on the cable labels. Insure that all cable ends are at the same length. Coil any excess half way through the bundle or inside the rack if needed.
| Head Node |  | 1G Ethernet Switch
| Login Node |  | 10G Ethernet Switch
| Compute Node |  | Infiniband Switch
GPU Node
Big Mem Node
PDU 1
PDU 2
PDU 3
| PDU 4 |  |  |  |  | 1
2
3
4

## Rack Mgmt (R2)
Rack Mgmt (R2) | [5 empty] | Cable Lengths
| Front Mounted | Rear Mounted | Order Number | PS 1 | PS 2 | Card Installs/notes | IB Route | IB Length | CAT6 Route | CAT6 Length | 25GbE SFP28 Route | 25GbE SFP28 Length | 100GbE MPO Route | 100GbE MPO Length | QSFP112 Route | QSFP112 Length
U52
U51
U50
U49
U48 | blank
U47 | blank
U46 | blank
U45 |  | S5232F BRDR leaf | NERSC provided | C13 - Bank 4 | C13 - Bank 6
U44 | blank
U43 |  | QM9700 spine |  | C15 - Bank 6 | C15 - Bank 6 | (20) MMA4Z00-NS |  |  | (1) CAT6 to U24 | (1) 5ft
U42 | Geist SwitchAir duct | S5232F - spine |  | C13 - Bank 6 | C13 - Bank 6 | (7) 407-BBWV transceiver |  |  | (1) CAT6 to U24 | (1) 10ft
U41 | blank
U40 | SN5600 GW Switch |  |  | C19 - Bank 6 | C19 - Bank 6 | ports face forward |  |  | (1) CAT6 to U24 | (1) 8ft | (1) SFP28 to U22 | (1) 3M
U39
U38 | blank
U37 | HDR Skyway GW |  | NERSC provided | C13 - Bank 6 | C13 - Bank 6 | 407-BBOS - use transceiver in U22 | (4) to R2 U26 NDR/EDR PCC (4) to R3 U26 NDR/EDR PCC | (4) 3M (4) 5M | (1) CAT6 to U24 - LAN1 (1) CAT6 to U22 - LAN4 | (1) 5ft (1) 6ft |  |  | (4) to R2 U39 200GbE (4) to R3 U39 200GbE | (4) 1.5M (4) 5M
U36
U35 | R7715 WEN DPU |  | 1025639378 | C13 - Bank 6 | C13 - Bank 6 |  | (1) NDR 2:1 to U26 | (1) 1.5M | (1) DPU CAT6 to U24 | (1) 4ft | (1) SFP28 to U22 | (1) 2M |  |  | (1) DPU to R2 U39 (1) DPU to R3 U39 | (1) 5M (1) 5M
U34
U33 | R6715 OMNIA SFM |  | 1024553476 | C13 - Bank 5 | C13 - Bank 5 |  | (1) NDR 2:1 to U26 | (1) 1.5M |  |  | (1) SFP28 to U22 | (1) 2M
U32 | R6715 OMNIA UFM |  | 1024553476 | C13 - Bank 5 | C13 - Bank 5 | [5 empty] | (1) SFP28 to U22 | (1) 2M
U31 | R6715 OMNIA OME |  | 1024553477 | C13 - Bank 5 | C13 - Bank 5 |  | (1) NDR 2:1 to U26 | (1) 1.5M |  |  | (1) SFP28 to U22 | (1) 2M
U30 | R6715 OMNIA Scheduler |  | 1024553569 | C13 - Bank 5 | C13 - Bank 5 | [5 empty] | (1) SFP28 to U22 | (1) 2M
U29 | R6715 OMNIA SS |  | 1024553476 | C13 - Bank 4 | C13 - Bank 4 |  | (1) NDR 2:1 to U26 | (1) 1.5M |  |  | (1) SFP28 to U22 | (1) 2M
U28 | R6715 OMNIA IM |  | 1024553476 | C13 - Bank 4 | C13 - Bank 4 | [5 empty] | (1) SFP28 to U22 | (1) 2M
U27 | blank
U26 |  | QM9700 leaf |  | C15 - Bank 4 | C15 - Bank 4 | (10) MMA4Z00-NS | (10) NDR to R2 U43, (10) to R3 U43 | (10) 3M, (10) 5M | (1) CAT6 to U24 | (1) 2ft
U25 | blank
U24 | Geist SwitchAir duct | S3248T OOB SW |  | C13 - Bank 4 | C13 - Bank 4
U23 | blank
U22 | Geist SwitchAir duct | S5248F 25G admin |  | C13 - Bank 4 | C13 - Bank 4 | (2) 407-BBWV transceiver |  |  | (1) CAT6 to U24 | (1) 7ft |  |  | (1) R2 U42, (1) R3 U42 | (1) 3M, (1) 5M
U21 | ME5224 block storage |  |  | C13 - Bank 3 | C13 - Bank 3 | (2) 407-BBOS - use transceiver in U22 |  |  | (2) CAT6 to U22 | (2) 3ft | (4) SFP28 to R2 U22 (4) SFP28 to R3 U22 | (4) 1M (4) 7M
U20
U19 | blank
U18 | Geist SwitchAir duct | S5232F - PS backend |  | C13 - Bank 3 | C13 - Bank 3 | (8) 407-BBWV transceiver |  |  | (1) CAT6 to U24 | (1) 7ft
U17 | Geist SwitchAir duct | S5232F - PS backend |  | C13 - Bank 3 | C13 - Bank 3 | (8) 407-BBWV transceiver |  |  | (1) CAT6 to U24 | (1) 7ft
U16 | PowerScale 4x H710 |  |  | C13 - PS1 - Bank 3 | C13 - PS3 - Bank 3 | (4) 407-BBOS - use transceiver in U22 (16) 407-BBWV - transceivers for MPO |  |  | (4) CAT6 to U22 | (2) 4ft (2) 5ft |  |  | (4) to U17 (4) to U18 (4) to U42 (4) to R3 U42 | (4) 1M (4) 1M (4) 3M (4) 5M,
U15
U14 |  |  |  | C13 - PS2 - Bank 3 | C13 - PS4 - Bank 3
U13
U12 | blank
U11 | Geist SwitchAir duct | S3248T PSS Admin |  | C13 - Bank 2 | C13 - Bank 2 |  |  |  | (1) CAT6 to U24 | (1) 4ft
U10 | IBM EMS 5149-23E |  |  | C13 - Bank 2 | C13 - Bank 2 |  | (1) NDR200 2:1 to U26 (1) NDR200 2:1 to R3 U26 | (1) 3M, (1) 7M | (3) to U11 | (3) 3ft
U9
U8 | IBM ESS6000 SSC 5149-F48 | U07 |  | C13 - PS1 - Bank 2 | C13 - PS3 - Bank 2 |  | (1) NDR200 2:1 to U26 (1) NDR200 2:1 to R3 U26 | (1) 3M, (1) 7M | (2) to U11 | (2) 3ft
U7
U6 |  | U05 |  | C13 - PS2 - Bank 2 | C13 - PS4 - Bank 2 |  | (1) NDR200 2:1 to U26 (1) NDR200 2:1 to R3 U26 | (1) 3M, (1) 7M | (2) to U11 | (2) 4ft
U5
U4 | IBM ESS6000 SSC 5149-F48 | U03 |  | C13 - PS1 - Bank 1 | C13 - PS3 - Bank 1 |  | (1) NDR200 2:1 to U26 (1) NDR200 2:1 to R3 U26 | (1) 3M, (1) 7M | (2) to U11 | (2) 4ft
U3
U2 |  | U01 |  | C13 - PS2 - Bank 1 | C13 - PS4 - Bank 1 |  | (1) NDR200 2:1 to U26 (1) NDR200 2:1 to R3 U26 | (1) 3M, (1) 7M | (2) to U11 | (2) 5ft
U1
Rack Model
0
Zero U Space in Rear
PDU Type and Location Looking from Rear |  |  |  |  | Whip Location | Connector | Notes |  | MGMT Cable Route | MGMT Cable Length
R1 | [10 empty] | R1 and L1 are the vertical mount closest to the equipment.
R2
R3 | C3WG36RLDQJE2MT2 PDU - R2 |  |  |  | Down | IEC 60309 208V 3Ø 60A | (18) C13 + (18) Cx |  | (1) CAT6 from PDU R4 | (1) 1ft
R4 | C3WG36RLDQJE2MT2 PDU - R1 |  |  |  | Down | IEC 60309 208V 3Ø 60A | (18) C13 + (18) Cx |  | (1) CAT6 from PDU L4 | (1) 4ft
L1
L2 | [6 empty] | (18) C13 + (18) Cx
L3 | C3WG36RLDQJE2MT2 PDU - L2 |  |  |  | Down | IEC 60309 208V 3Ø 60A | (18) C13 + (18) Cx 407-BBOS - use transceiver in U22 |  | (1) CAT6 to U22 | (1) 3ft
L4 | C3WG36RLDQJE2MT2 PDU - L1 |  |  |  | Down | IEC 60309 208V 3Ø 60A | (18) C13 + (18) Cx |  | (1) CAT6 from PDU L3 | (1) 1ft
| Color Codes |  |  |  | Inter-Rack Cables will go out the TOP of the Rack |  |  | Ship rack with IB rack-to-rack cables bundled in top of rack. See IB label tab - ISLs should be bundled following the color coding on the cable labels. Insure that all cable ends are at the same length. Coil any excess half way through the bundle or inside the rack if needed.
| Head Node |  | 1G Ethernet Switch
| Login Node |  | 10G Ethernet Switch
| Compute Node |  | Infiniband Switch
GPU Node
Big Mem Node
PDU 1
PDU 2
PDU 3
PDU 4

## Rack Mgmt (R3)
Rack Mgmt (R3) | [5 empty] | Cable Lengths
| Front Mounted | Rear Mounted | Order Number | PS 1 | PS 2 | Card Installs/notes | IB Route | IB Length | CAT6 Route | CAT6 Length | 25GbE SFP28 Route | 25GbE SFP28 Length | 100GbE MPO Route | 100GbE MPO Length | QSFP112 Route | QSFP112 Length | QSS BE Route | QSS BE Length
U52
U51
U50
U49
U48 | blank
U47 | blank
U46 | blank
U45 | Geist SwitchAir duct | S5232F BRDR leaf | NERSC provided | C13 - Bank 5 | C13 - Bank 6
U44 | blank
U43 |  | QM9700 spine |  | C15 - Bank 6 | C15 - Bank 6 | (20) MMA4Z00-NS |  |  | (1) CAT6 to R2 U24 | (1) 14ft
U42 | Geist SwitchAir duct | S5232F - spine |  | C13 - Bank 6 | C13 - Bank 6 | (7) 407-BBWV transceiver |  |  | (1) CAT6 to R2 U24 | (1) 20ft
U41 | blank
U40 | SN5600 gateway |  |  | C19 - Bank 6 | C19 - Bank 6 | ports face forward |  |  | (1) CAT6 to R2 U24 | (1) 20ft | (1) SFP28 to U22 | (1) 3M
U39
U38 | blank
U37 | HDR Skyway GW |  | NERSC provided | C13 - Bank 6 | C13 - Bank 6 | 407-BBOS - use transceiver in U22 | (4) EDR to R3 U26 (4) EDR to R2 U26 | (4) 3M (4) 5M | (1) CAT6 to R2 U24 - LAN1 (1) CAT6 to U22 - LAN4 | (1) 15ft (1) 5ft |  |  | (4) to R3 U39 200GbE (4) to R2 U39 200GbE | (4) 10M (4) 3M
U36
U35 | R7715 WEN DPU |  | 1025639378 | C13 - Bank 5 | C13 - Bank 5 |  | (1) NDR 2:1 to U26 | (1) 1.5M | (1) DPU CAT6 to R2 U24 | (1) 15ft | (1) SFP28 to U22 | (1) 2M |  |  | (1) DPU to R2 U39 (1) DPU to R3 U39 | (1) 5M (1) 5M
U34
U33 | R6715 OMNIA SFM |  | 1024553476 | C13 - Bank 5 | C13 - Bank 5 |  | (1) NDR 2:1 to U26 | (1) 1.5M |  |  | (1) SFP28 to U22 | (1) 2M
U32 | R6715 OMNIA UFM |  | 1024553476 | C13 - Bank 5 | C13 - Bank 5 | [5 empty] | (1) SFP28 to U22 | (1) 2M
U31 | R6715 OMNIA OME |  | 1024553477 | C13 - Bank 5 | C13 - Bank 5 |  | (1) NDR 2:1 to U26 | (1) 1.5M |  |  | (1) SFP28 to U22 | (1) 2M
U30 | R6715 OMNIA Scheduler |  | 1024553569 | C13 - Bank 4 | C13 - Bank 4 | [5 empty] | (1) SFP28 to U22 | (1) 2M
U29 | R6715 OMNIA SS |  | 1024553476 | C13 - Bank 4 | C13 - Bank 4 |  | (1) NDR 2:1 to U26 | (1) 1.5M |  |  | (1) SFP28 to U22 | (1) 2M
U28 | R6715 OMNIA IM |  | 1024553476 | C13 - Bank 4 | C13 - Bank 4 | [5 empty] | (1) SFP28 to U22 | (1) 2M
U27 | blank
U26 |  | QM9700 leaf |  | C15 - Bank 4 | C15 - Bank 4 | (10) MMA4Z00-NS | (10) NDR to R2 U43, (10) to R3 U43 | (10) 5M, (10) 3M | (1) CAT6 to R2 U24 | (1) 20ft
U25 | blank
U24 | blank
U23 | blank
U22 | Geist SwitchAir duct | S5248F 25G Admin |  | C13 - Bank 4 | C13 - Bank 4 | (2) 407-BBWV transceiver |  |  | (1) CAT6 to R2 U24 | (1) 25ft |  |  | (1) R2 U42, (1) R3 U42 | (1) 5M, (1) 3M
U21 | blank
U20 | blank
U19 | blank
U18 | blank
U17 | blank
U16 | Geist SwitchAir duct | SN3700 Vast QSS BE |  | C13 - Bank 3 | C13 - Bank 3 |  |  |  | (1) CAT6 to R2 U24 | (1) 20ft
U15 | Geist SwitchAir duct | SN3700 Vast QSS BE |  | C13 - Bank 3 | C13 - Bank 3 |  |  |  | (1) CAT6 to R2 U24 | (1) 20ft
U14 | blank
U13 | R6615 Vast QSS |  | 1026317895 | C13 -Bank 3 | C13 - Bank 3 | 407-BBOS - use transceiver in U22 | (1) NDR200 2:1 to U26, (1) to R2 U26 | (1) 3M, (1) 7M | (1) CAT6 to U22 | (1) 4ft | [6 empty] | (1) to U15, (1) to U16 passive HDR | (2) 1M
U12 | R6615 Vast QSS |  | 1026317895 | C13 - Bank 3 | C13 - Bank 3 | 407-BBOS - use transceiver in U22 | (1) NDR200 2:1 to U26 (1) NDR200 2:1 to R2 U26 | (1) 3M, (1) 7M | (1) CAT6 to U22 | (1) 4ft | [6 empty] | (1) to U15, (1) to U16 passive HDR | (2) 1M
U11 | R6615 Vast QSS |  | 1026317895 | C13 - Bank 3 | C13 -Bank 3 | 407-BBOS - use transceiver in U22 |  |  | (1) CAT6 to U22 | (1) 4ft | [6 empty] | (1) to U15, (1) to U16 passive HDR | (2) 1M
U10 | R6615 Vast QSS |  | 1026317895 | C13 - Bank 2 | C13 - Bank 3 | 407-BBOS - use transceiver in U22 | (1) NDR200 2:1 to U26 (1) NDR200 2:1 to R2 U26 | (1) 3M, (1) 7M | (1) CAT6 to U22 | (1) 4ft | [6 empty] | (1) to U15, (1) to U16 passive HDR | (2) 1M
U9 | R6615 Vast QSS |  | 1026317895 | C13 - Bank 2 | C13 - Bank 2 | 407-BBOS - use transceiver in U22 |  |  | (1) CAT6 to U22 | (1) 5ft | [6 empty] | (1) to U15, (1) to U16 passive HDR | (2) 1M
U8 | R6615 Vast QSS |  | 1026317895 | C13 -Bank 2 | C13 - Bank 2 | 407-BBOS - use transceiver in U22 | (1) NDR200 2:1 to U26 (1) NDR200 2:1 to R2 U26 | (1) 3M, (1) 7M | (1) CAT6 to U22 | (1) 5ft | [6 empty] | (1) to U15, (1) to U16 passive HDR | (2) 1M
U7 | R6615 Vast QSS |  | 1026317895 | C13 - Bank 1 | C13 - Bank 2 | 407-BBOS - use transceiver in U22 |  |  | (1) CAT6 to U22 | (1) 5ft | [6 empty] | (1) to U15, (1) to U16 passive HDR | (1) 1M, (1) 1.5M
U6 | R6615 Vast QSS |  | 1026317895 | C13 - Bank 1 | C13 - Bank 1 | 407-BBOS - use transceiver in U22 | (1) NDR200 2:1 to U26 (1) NDR200 2:1 to R2 U26 | (1) 3M, (1) 7M | (1) CAT6 to U22 | (1) 6ft | [6 empty] | (1) to U15, (1) to U16 passive HDR | (2) 1.5M
U5 | R6615 Vast QSS |  | 1026317896 | C13 - Bank 1 | C13 - Bank 1 | 407-BBOS - use transceiver in U22 |  |  | (1) CAT6 to U22 | (1) 6ft | [6 empty] | (1) to U15, (1) to U16 passive HDR | (2) 1.5M
U4 | R6615 Vast QSS |  | 1026317896 | C13 - Bank 1 | C13 - Bank 1 | 407-BBOS - use transceiver in U22 | (1) NDR200 2:1 to U26 (1) NDR200 2:1 to R2 U26 | (1) 3M, (1) 7M | (1) CAT6 to U22 | (1) 6ft | [6 empty] | (1) to U15, (1) to U16 passive HDR | (2) 1.5M
U3 | R6615 Vast QSS |  | 1026317896 | C13 - Bank 1 | C13 - Bank 1 | 407-BBOS - use transceiver in U22 |  |  | (1) CAT6 to U22 | (1) 6ft | [6 empty] | (1) to U15, (1) to U16 passive HDR | (2) 1.5M
U2 | blank
U1 | blank
Rack Model
0
Zero U Space in Rear
PDU Type and Location Looking from Rear |  |  |  |  | Whip Location | Connector | Notes |  | MGMT Cable Route | MGMT Cable Length
R1 | [10 empty] | R1 and L1 are the vertical mount closest to the equipment.
R2
R3 | C3WG36RLDQJE2MT2 PDU - R2 |  |  |  | Down | IEC 60309 208V 3Ø 60A | (18) C13 + (18) Cx |  | (1) CAT6 from PDU R4 | (1) 1ft
R4 | C3WG36RLDQJE2MT2 PDU - R1 |  |  |  | Down | IEC 60309 208V 3Ø 60A | (18) C13 + (18) Cx |  | (1) CAT6 from PDU L4 | (1) 4ft
L1
L2 | [6 empty] | (18) C13 + (18) Cx
L3 | C3WG36RLDQJE2MT2 PDU - L2 |  |  |  | Down | IEC 60309 208V 3Ø 60A | (18) C13 + (18) Cx 407-BBOS - use transceiver in U22 |  | (1) CAT6 to U22 | (1) 3ft
L4 | C3WG36RLDQJE2MT2 PDU - L1 |  |  |  | Down | IEC 60309 208V 3Ø 60A | (18) C13 + (18) Cx |  | (1) CAT6 from PDU L3 | (1) 1ft
| Color Codes |  |  |  | Inter-Rack Cables will go out the TOP of the Rack |  |  | Ship rack with IB rack-to-rack cables bundled in top of rack. See IB label tab - ISLs should be bundled following the color coding on the cable labels. Insure that all cable ends are at the same length. Coil any excess half way through the bundle or inside the rack if needed.
| Head Node |  | 1G Ethernet Switch
| Login Node |  | 10G Ethernet Switch
| Compute Node |  | Infiniband Switch
GPU Node
Big Mem Node
PDU 1
PDU 2
PDU 3
PDU 4

## OPA Core switchport reference (hidden)
Reference for OPA director leaf module switch port numbers. | [6 empty] | Used port
Open port
|  |  | L123 | [6 empty] | L124
| B11 | B9 | B7 | B5 | B3 | B1 |  | B11 | B9 | B7 | B5 | B3 | B1
| B12 | B10 | B8 | B6 | B4 | B2 |  | B12 | B10 | B8 | B6 | B4 | B2
| B23 | B21 | B19 | B17 | B15 | B13 |  | B23 | B21 | B19 | B17 | B15 | B13
| B24 | B22 | B20 | B18 | B16 | B14 |  | B24 | B22 | B20 | B18 | B16 | B14
| A14 | A16 | A18 | A20 | A22 | A24 |  | A14 | A16 | A18 | A20 | A22 | A24
| A13 | A15 | A17 | A19 | A21 | A23 |  | A13 | A15 | A17 | A19 | A21 | A23
| A2 | A4 | A6 | A8 | A10 | A12 |  | A2 | A4 | A6 | A8 | A10 | A12
| A1 | A3 | A5 | A7 | A9 | A11 |  | A1 | A3 | A5 | A7 | A9 | A11
|  |  | L121 | [6 empty] | L122
| B11 | B9 | B7 | B5 | B3 | B1 |  | B11 | B9 | B7 | B5 | B3 | B1
| B12 | B10 | B8 | B6 | B4 | B2 |  | B12 | B10 | B8 | B6 | B4 | B2
| B23 | B21 | B19 | B17 | B15 | B13 |  | B23 | B21 | B19 | B17 | B15 | B13
| B24 | B22 | B20 | B18 | B16 | B14 |  | B24 | B22 | B20 | B18 | B16 | B14
| A14 | A16 | A18 | A20 | A22 | A24 |  | A14 | A16 | A18 | A20 | A22 | A24
| A13 | A15 | A17 | A19 | A21 | A23 |  | A13 | A15 | A17 | A19 | A21 | A23
| A2 | A4 | A6 | A8 | A10 | A12 |  | A2 | A4 | A6 | A8 | A10 | A12
| A1 | A3 | A5 | A7 | A9 | A11 |  | A1 | A3 | A5 | A7 | A9 | A11
|  |  | L119 | [6 empty] | L120
| B11 | B9 | B7 | B5 | B3 | B1 |  | B11 | B9 | B7 | B5 | B3 | B1
| B12 | B10 | B8 | B6 | B4 | B2 |  | B12 | B10 | B8 | B6 | B4 | B2
| B23 | B21 | B19 | B17 | B15 | B13 |  | B23 | B21 | B19 | B17 | B15 | B13
| B24 | B22 | B20 | B18 | B16 | B14 |  | B24 | B22 | B20 | B18 | B16 | B14
| A14 | A16 | A18 | A20 | A22 | A24 |  | A14 | A16 | A18 | A20 | A22 | A24
| A13 | A15 | A17 | A19 | A21 | A23 |  | A13 | A15 | A17 | A19 | A21 | A23
| A2 | A4 | A6 | A8 | A10 | A12 |  | A2 | A4 | A6 | A8 | A10 | A12
| A1 | A3 | A5 | A7 | A9 | A11 |  | A1 | A3 | A5 | A7 | A9 | A11
|  |  | L117 | [6 empty] | L118
| B11 | B9 | B7 | B5 | B3 | B1 |  | B11 | B9 | B7 | B5 | B3 | B1
| B12 | B10 | B8 | B6 | B4 | B2 |  | B12 | B10 | B8 | B6 | B4 | B2
| B23 | B21 | B19 | B17 | B15 | B13 |  | B23 | B21 | B19 | B17 | B15 | B13
| B24 | B22 | B20 | B18 | B16 | B14 |  | B24 | B22 | B20 | B18 | B16 | B14
| A14 | A16 | A18 | A20 | A22 | A24 |  | A14 | A16 | A18 | A20 | A22 | A24
| A13 | A15 | A17 | A19 | A21 | A23 |  | A13 | A15 | A17 | A19 | A21 | A23
| A2 | A4 | A6 | A8 | A10 | A12 |  | A2 | A4 | A6 | A8 | A10 | A12
| A1 | A3 | A5 | A7 | A9 | A11 |  | A1 | A3 | A5 | A7 | A9 | A11
|  |  | L115 | [6 empty] | L116
| B11 | B9 | B7 | B5 | B3 | B1 |  | B11 | B9 | B7 | B5 | B3 | B1
| B12 | B10 | B8 | B6 | B4 | B2 |  | B12 | B10 | B8 | B6 | B4 | B2
| B23 | B21 | B19 | B17 | B15 | B13 |  | B23 | B21 | B19 | B17 | B15 | B13
| B24 | B22 | B20 | B18 | B16 | B14 |  | B24 | B22 | B20 | B18 | B16 | B14
| A14 | A16 | A18 | A20 | A22 | A24 |  | A14 | A16 | A18 | A20 | A22 | A24
| A13 | A15 | A17 | A19 | A21 | A23 |  | A13 | A15 | A17 | A19 | A21 | A23
| A2 | A4 | A6 | A8 | A10 | A12 |  | A2 | A4 | A6 | A8 | A10 | A12
| A1 | A3 | A5 | A7 | A9 | A11 |  | A1 | A3 | A5 | A7 | A9 | A11
|  |  | L113 | [6 empty] | L114
| B11 | B9 | B7 | B5 | B3 | B1 |  | B11 | B9 | B7 | B5 | B3 | B1
| B12 | B10 | B8 | B6 | B4 | B2 |  | B12 | B10 | B8 | B6 | B4 | B2
| B23 | B21 | B19 | B17 | B15 | B13 |  | B23 | B21 | B19 | B17 | B15 | B13
| B24 | B22 | B20 | B18 | B16 | B14 |  | B24 | B22 | B20 | B18 | B16 | B14
| A14 | A16 | A18 | A20 | A22 | A24 |  | A14 | A16 | A18 | A20 | A22 | A24
| A13 | A15 | A17 | A19 | A21 | A23 |  | A13 | A15 | A17 | A19 | A21 | A23
| A2 | A4 | A6 | A8 | A10 | A12 |  | A2 | A4 | A6 | A8 | A10 | A12
| A1 | A3 | A5 | A7 | A9 | A11 |  | A1 | A3 | A5 | A7 | A9 | A11
|  |  | L111 | [6 empty] | L112
| B11 | B9 | B7 | B5 | B3 | B1 |  | B11 | B9 | B7 | B5 | B3 | B1
| B12 | B10 | B8 | B6 | B4 | B2 |  | B12 | B10 | B8 | B6 | B4 | B2
| B23 | B21 | B19 | B17 | B15 | B13 |  | B23 | B21 | B19 | B17 | B15 | B13
| B24 | B22 | B20 | B18 | B16 | B14 |  | B24 | B22 | B20 | B18 | B16 | B14
| A14 | A16 | A18 | A20 | A22 | A24 |  | A14 | A16 | A18 | A20 | A22 | A24
| A13 | A15 | A17 | A19 | A21 | A23 |  | A13 | A15 | A17 | A19 | A21 | A23
| A2 | A4 | A6 | A8 | A10 | A12 |  | A2 | A4 | A6 | A8 | A10 | A12
| A1 | A3 | A5 | A7 | A9 | A11 |  | A1 | A3 | A5 | A7 | A9 | A11
|  |  | L109 | [6 empty] | L110
| B11 | B9 | B7 | B5 | B3 | B1 |  | B11 | B9 | B7 | B5 | B3 | B1
| B12 | B10 | B8 | B6 | B4 | B2 |  | B12 | B10 | B8 | B6 | B4 | B2
| B23 | B21 | B19 | B17 | B15 | B13 |  | B23 | B21 | B19 | B17 | B15 | B13
| B24 | B22 | B20 | B18 | B16 | B14 |  | B24 | B22 | B20 | B18 | B16 | B14
| A14 | A16 | A18 | A20 | A22 | A24 |  | A14 | A16 | A18 | A20 | A22 | A24
| A13 | A15 | A17 | A19 | A21 | A23 |  | A13 | A15 | A17 | A19 | A21 | A23
| A2 | A4 | A6 | A8 | A10 | A12 |  | A2 | A4 | A6 | A8 | A10 | A12
| A1 | A3 | A5 | A7 | A9 | A11 |  | A1 | A3 | A5 | A7 | A9 | A11
|  |  | L107 | [6 empty] | L108
| B11 | B9 | B7 | B5 | B3 | B1 |  | B11 | B9 | B7 | B5 | B3 | B1
| B12 | B10 | B8 | B6 | B4 | B2 |  | B12 | B10 | B8 | B6 | B4 | B2
| B23 | B21 | B19 | B17 | B15 | B13 |  | B23 | B21 | B19 | B17 | B15 | B13
| B24 | B22 | B20 | B18 | B16 | B14 |  | B24 | B22 | B20 | B18 | B16 | B14
| A14 | A16 | A18 | A20 | A22 | A24 |  | A14 | A16 | A18 | A20 | A22 | A24
| A13 | A15 | A17 | A19 | A21 | A23 |  | A13 | A15 | A17 | A19 | A21 | A23
| A2 | A4 | A6 | A8 | A10 | A12 |  | A2 | A4 | A6 | A8 | A10 | A12
| A1 | A3 | A5 | A7 | A9 | A11 |  | A1 | A3 | A5 | A7 | A9 | A11
|  |  | L105 | [6 empty] | L106
| B11 | B9 | B7 | B5 | B3 | B1 |  | B11 | B9 | B7 | B5 | B3 | B1
| B12 | B10 | B8 | B6 | B4 | B2 |  | B12 | B10 | B8 | B6 | B4 | B2
| B23 | B21 | B19 | B17 | B15 | B13 |  | B23 | B21 | B19 | B17 | B15 | B13
| B24 | B22 | B20 | B18 | B16 | B14 |  | B24 | B22 | B20 | B18 | B16 | B14
| A14 | A16 | A18 | A20 | A22 | A24 |  | A14 | A16 | A18 | A20 | A22 | A24
| A13 | A15 | A17 | A19 | A21 | A23 |  | A13 | A15 | A17 | A19 | A21 | A23
| A2 | A4 | A6 | A8 | A10 | A12 |  | A2 | A4 | A6 | A8 | A10 | A12
| A1 | A3 | A5 | A7 | A9 | A11 |  | A1 | A3 | A5 | A7 | A9 | A11
|  |  | L103 | [6 empty] | L104
| B11 | B9 | B7 | B5 | B3 | B1 |  | B11 | B9 | B7 | B5 | B3 | B1
| B12 | B10 | B8 | B6 | B4 | B2 |  | B12 | B10 | B8 | B6 | B4 | B2
| B23 | B21 | B19 | B17 | B15 | B13 |  | B23 | B21 | B19 | B17 | B15 | B13
| B24 | B22 | B20 | B18 | B16 | B14 |  | B24 | B22 | B20 | B18 | B16 | B14
| A14 | A16 | A18 | A20 | A22 | A24 |  | A14 | A16 | A18 | A20 | A22 | A24
| A13 | A15 | A17 | A19 | A21 | A23 |  | A13 | A15 | A17 | A19 | A21 | A23
| A2 | A4 | A6 | A8 | A10 | A12 |  | A2 | A4 | A6 | A8 | A10 | A12
| A1 | A3 | A5 | A7 | A9 | A11 |  | A1 | A3 | A5 | A7 | A9 | A11
|  |  | L101 | [6 empty] | L102
| B11 | B9 | B7 | B5 | B3 | B1 |  | B11 | B9 | B7 | B5 | B3 | B1
| B12 | B10 | B8 | B6 | B4 | B2 |  | B12 | B10 | B8 | B6 | B4 | B2
| B23 | B21 | B19 | B17 | B15 | B13 |  | B23 | B21 | B19 | B17 | B15 | B13
| B24 | B22 | B20 | B18 | B16 | B14 |  | B24 | B22 | B20 | B18 | B16 | B14
| A14 | A16 | A18 | A20 | A22 | A24 |  | A14 | A16 | A18 | A20 | A22 | A24
| A13 | A15 | A17 | A19 | A21 | A23 |  | A13 | A15 | A17 | A19 | A21 | A23
| A2 | A4 | A6 | A8 | A10 | A12 |  | A2 | A4 | A6 | A8 | A10 | A12
| A1 | A3 | A5 | A7 | A9 | A11 |  | A1 | A3 | A5 | A7 | A9 | A11

## IB Labels
vlookup server | vlookup SW | Index | Facility | Card | Cable Length | Dell P/N | Cable Type | Cable Color | Server Transceiver | Switch Transceiver | Row | Rack | Node | Sled | Interface | Row | Rack | Switch | Port | Label - server side | TSS Top - server side | TSS Bottom - server side
1OU01 | 1U25 | 1 | Franklin | Slot 1 - port 1 | 2.5M | MCP7Y00-N02A | NDR 2:1 Copper | Black | N/A | N/A | B5 | 1 | OU01 |  | IB0 | B5 | 1 | U25 | 1/1 | B5 R1 OU01 Slot 1 - port 1 B5 R1 SW U25 P1/1 | B5 R1 OU01 Slot 1 - port 1 | B5 R1 SW U25 P1/1
1OU02 | 1U25 | 2 | Franklin | Slot 1 - port 1 |  |  |  |  | N/A |  | B5 | 1 | OU02 |  | IB0 | B5 | 1 | U25 | 1/2 | B5 R1 OU02 Slot 1 - port 1 B5 R1 SW U25 P1/2 | B5 R1 OU02 Slot 1 - port 1 | B5 R1 SW U25 P1/2
1OU04 | 1U25 | 3 | Franklin | Slot 1 - port 1 | 2M | MCP7Y00-N002 | NDR 2:1 Copper | Black | N/A | N/A | B5 | 1 | OU04 |  | IB0 | B5 | 1 | U25 | 2/1 | B5 R1 OU04 Slot 1 - port 1 B5 R1 SW U25 P2/1 | B5 R1 OU04 Slot 1 - port 1 | B5 R1 SW U25 P2/1
1OU05 | 1U25 | 4 | Franklin | Slot 1 - port 1 |  |  |  |  | N/A |  | B5 | 1 | OU05 |  | IB0 | B5 | 1 | U25 | 2/2 | B5 R1 OU05 Slot 1 - port 1 B5 R1 SW U25 P2/2 | B5 R1 OU05 Slot 1 - port 1 | B5 R1 SW U25 P2/2 | Rack to rack ISLs are color coded to indicate which cables should be bundled together. Bundles should be cabled and stowed in the racks with the servers. Do not coil/stow ISLs in the core network racks.
1OU06 | 1U25 | 5 | Franklin | Slot 1 - port 1 | 2M | MCP7Y00-N002 | NDR 2:1 Copper | Black | N/A | N/A | B5 | 1 | OU06 |  | IB0 | B5 | 1 | U25 | 3/1 | B5 R1 OU06 Slot 1 - port 1 B5 R1 SW U25 P3/1 | B5 R1 OU06 Slot 1 - port 1 | B5 R1 SW U25 P3/1
1OU07 | 1U25 | 6 | Franklin | Slot 1 - port 1 |  |  |  |  | N/A |  | B5 | 1 | OU07 |  | IB0 | B5 | 1 | U25 | 3/2 | B5 R1 OU07 Slot 1 - port 1 B5 R1 SW U25 P3/2 | B5 R1 OU07 Slot 1 - port 1 | B5 R1 SW U25 P3/2
1OU11 | 1U25 | 7 | Franklin | Slot 1 - port 1 | 2M | MCP7Y00-N002 | NDR 2:1 Copper | Black | N/A | N/A | B5 | 1 | OU11 |  | IB0 | B5 | 1 | U25 | 4/1 | B5 R1 OU11 Slot 1 - port 1 B5 R1 SW U25 P4/1 | B5 R1 OU11 Slot 1 - port 1 | B5 R1 SW U25 P4/1
1OU12 | 1U25 | 8 | Franklin | Slot 1 - port 1 |  |  |  |  | N/A |  | B5 | 1 | OU12 |  | IB0 | B5 | 1 | U25 | 4/2 | B5 R1 OU12 Slot 1 - port 1 B5 R1 SW U25 P4/2 | B5 R1 OU12 Slot 1 - port 1 | B5 R1 SW U25 P4/2
1OU13 | 1U25 | 9 | Franklin | Slot 1 - port 1 | 1.5M | MCP7Y00-N01A | NDR 2:1 Copper | Black | N/A | N/A | B5 | 1 | OU13 |  | IB0 | B5 | 1 | U25 | 5/1 | B5 R1 OU13 Slot 1 - port 1 B5 R1 SW U25 P5/1 | B5 R1 OU13 Slot 1 - port 1 | B5 R1 SW U25 P5/1
1OU14 | 1U25 | 10 | Franklin | Slot 1 - port 1 |  |  |  |  | N/A |  | B5 | 1 | OU14 |  | IB0 | B5 | 1 | U25 | 5/2 | B5 R1 OU14 Slot 1 - port 1 B5 R1 SW U25 P5/2 | B5 R1 OU14 Slot 1 - port 1 | B5 R1 SW U25 P5/2
1OU15 | 1U25 | 11 | Franklin | Slot 1 - port 1 | 1.5M | MCP7Y00-N01A | NDR 2:1 Copper | Black | N/A | N/A | B5 | 1 | OU15 |  | IB0 | B5 | 1 | U25 | 6/1 | B5 R1 OU15 Slot 1 - port 1 B5 R1 SW U25 P6/1 | B5 R1 OU15 Slot 1 - port 1 | B5 R1 SW U25 P6/1
1OU16 | 1U25 | 12 | Franklin | Slot 1 - port 1 |  |  |  |  | N/A |  | B5 | 1 | OU16 |  | IB0 | B5 | 1 | U25 | 6/2 | B5 R1 OU16 Slot 1 - port 1 B5 R1 SW U25 P6/2 | B5 R1 OU16 Slot 1 - port 1 | B5 R1 SW U25 P6/2
1OU17 | 1U25 | 13 | Franklin | Slot 1 - port 1 | 1.5M | MCP7Y00-N01A | NDR 2:1 Copper | Black | N/A | N/A | B5 | 1 | OU17 |  | IB0 | B5 | 1 | U25 | 7/1 | B5 R1 OU17 Slot 1 - port 1 B5 R1 SW U25 P7/1 | B5 R1 OU17 Slot 1 - port 1 | B5 R1 SW U25 P7/1
1OU18 | 1U25 | 14 | Franklin | Slot 1 - port 1 |  |  |  |  | N/A |  | B5 | 1 | OU18 |  | IB0 | B5 | 1 | U25 | 7/2 | B5 R1 OU18 Slot 1 - port 1 B5 R1 SW U25 P7/2 | B5 R1 OU18 Slot 1 - port 1 | B5 R1 SW U25 P7/2
1OU19 | 1U25 | 15 | Franklin | Slot 1 - port 1 | 1.5M | MCP7Y00-N01A | NDR 2:1 Copper | Black | N/A | N/A | B5 | 1 | OU19 |  | IB0 | B5 | 1 | U25 | 8/1 | B5 R1 OU19 Slot 1 - port 1 B5 R1 SW U25 P8/1 | B5 R1 OU19 Slot 1 - port 1 | B5 R1 SW U25 P8/1
1OU20 | 1U25 | 16 | Franklin | Slot 1 - port 1 |  |  |  |  | N/A |  | B5 | 1 | OU20 |  | IB0 | B5 | 1 | U25 | 8/2 | B5 R1 OU20 Slot 1 - port 1 B5 R1 SW U25 P8/2 | B5 R1 OU20 Slot 1 - port 1 | B5 R1 SW U25 P8/2
1OU21 | 1U25 | 17 | Franklin | Slot 1 - port 1 | 1.5M | MCP7Y00-N01A | NDR 2:1 Copper | Black | N/A | N/A | B5 | 1 | OU21 |  | IB0 | B5 | 1 | U25 | 9/1 | B5 R1 OU21 Slot 1 - port 1 B5 R1 SW U25 P9/1 | B5 R1 OU21 Slot 1 - port 1 | B5 R1 SW U25 P9/1
| 1U25 | 18 |  | open | [6 empty] | B5 |  |  |  | IB0 | B5 | 1 | U25 | 9/2
1OU27 | 1U25 | 19 | Franklin | Slot 1 - port 1 | 1M | MCP7Y00-N001 | NDR 2:1 Copper | Black | N/A | N/A | B5 | 1 | OU27 |  | IB0 | B5 | 1 | U25 | 10/1 | B5 R1 OU27 Slot 1 - port 1 B5 R1 SW U25 P10/1 | B5 R1 OU27 Slot 1 - port 1 | B5 R1 SW U25 P10/1
| 1U25 | 20 |  | open | [6 empty] | B5 |  |  |  | IB0 | B5 | 1 | U25 | 10/2
1OU28 | 1U25 | 21 | Franklin | Slot 1 - port 1 | 1M | MCP7Y00-N001 | NDR 2:1 Copper | Black | N/A | N/A | B5 | 1 | OU28 |  | IB0 | B5 | 1 | U25 | 11/1 | B5 R1 OU28 Slot 1 - port 1 B5 R1 SW U25 P11/1 | B5 R1 OU28 Slot 1 - port 1 | B5 R1 SW U25 P11/1
1OU29 | 1U25 | 22 | Franklin | Slot 1 - port 1 |  |  |  |  | N/A |  | B5 | 1 | OU29 |  | IB0 | B5 | 1 | U25 | 11/2 | B5 R1 OU29 Slot 1 - port 1 B5 R1 SW U25 P11/2 | B5 R1 OU29 Slot 1 - port 1 | B5 R1 SW U25 P11/2
1OU30 | 1U25 | 23 | Franklin | Slot 1 - port 1 | 1.5M | MCP7Y00-N01A | NDR 2:1 Copper | Black | N/A | N/A | B5 | 1 | OU30 |  | IB0 | B5 | 1 | U25 | 12/1 | B5 R1 OU30 Slot 1 - port 1 B5 R1 SW U25 P12/1 | B5 R1 OU30 Slot 1 - port 1 | B5 R1 SW U25 P12/1
1OU31 | 1U25 | 24 | Franklin | Slot 1 - port 1 |  |  |  |  | N/A |  | B5 | 1 | OU31 |  | IB0 | B5 | 1 | U25 | 12/2 | B5 R1 OU31 Slot 1 - port 1 B5 R1 SW U25 P12/2 | B5 R1 OU31 Slot 1 - port 1 | B5 R1 SW U25 P12/2
1OU32 | 1U25 | 25 | Franklin | Slot 1 - port 1 | 1.5M | MCP7Y00-N01A | NDR 2:1 Copper | Black | N/A | N/A | B5 | 1 | OU32 |  | IB0 | B5 | 1 | U25 | 13/1 | B5 R1 OU32 Slot 1 - port 1 B5 R1 SW U25 P13/1 | B5 R1 OU32 Slot 1 - port 1 | B5 R1 SW U25 P13/1
1OU33 | 1U25 | 26 | Franklin | Slot 1 - port 1 |  |  |  |  | N/A |  | B5 | 1 | OU33 |  | IB0 | B5 | 1 | U25 | 13/2 | B5 R1 OU33 Slot 1 - port 1 B5 R1 SW U25 P13/2 | B5 R1 OU33 Slot 1 - port 1 | B5 R1 SW U25 P13/2
1OU34 | 1U25 | 27 | Franklin | Slot 1 - port 1 | 1.5M | MCP7Y00-N01A | NDR 2:1 Copper | Black | N/A | N/A | B5 | 1 | OU34 |  | IB0 | B5 | 1 | U25 | 14/1 | B5 R1 OU34 Slot 1 - port 1 B5 R1 SW U25 P14/1 | B5 R1 OU34 Slot 1 - port 1 | B5 R1 SW U25 P14/1
1OU35 | 1U25 | 28 | Franklin | Slot 1 - port 1 |  |  |  |  | N/A |  | B5 | 1 | OU35 |  | IB0 | B5 | 1 | U25 | 14/2 | B5 R1 OU35 Slot 1 - port 1 B5 R1 SW U25 P14/2 | B5 R1 OU35 Slot 1 - port 1 | B5 R1 SW U25 P14/2
1OU36 | 1U25 | 29 | Franklin | Slot 1 - port 1 | 1.5M | MCP7Y00-N01A | NDR 2:1 Copper | Black | N/A | N/A | B5 | 1 | OU36 |  | IB0 | B5 | 1 | U25 | 15/1 | B5 R1 OU36 Slot 1 - port 1 B5 R1 SW U25 P15/1 | B5 R1 OU36 Slot 1 - port 1 | B5 R1 SW U25 P15/1
1OU37 | 1U25 | 30 | Franklin | Slot 1 - port 1 |  |  |  |  | N/A |  | B5 | 1 | OU37 |  | IB0 | B5 | 1 | U25 | 15/2 | B5 R1 OU37 Slot 1 - port 1 B5 R1 SW U25 P15/2 | B5 R1 OU37 Slot 1 - port 1 | B5 R1 SW U25 P15/2
1OU41 | 1U25 | 31 | Franklin | Slot 1 - port 1 | 2M | MCP7Y00-N002 | NDR 2:1 Copper | Black | N/A | N/A | B5 | 1 | OU41 |  | IB0 | B5 | 1 | U25 | 16/1 | B5 R1 OU41 Slot 1 - port 1 B5 R1 SW U25 P16/1 | B5 R1 OU41 Slot 1 - port 1 | B5 R1 SW U25 P16/1
1OU42 | 1U25 | 32 | Franklin | Slot 1 - port 1 |  |  |  |  | N/A |  | B5 | 1 | OU42 |  | IB0 | B5 | 1 | U25 | 16/2 | B5 R1 OU42 Slot 1 - port 1 B5 R1 SW U25 P16/2 | B5 R1 OU42 Slot 1 - port 1 | B5 R1 SW U25 P16/2
1OU43 | 1U25 | 33 | Franklin | Slot 1 - port 1 | 2M | MCP7Y00-N002 | NDR 2:1 Copper | Black | N/A | N/A | B5 | 1 | OU43 |  | IB0 | B5 | 1 | U25 | 17/1 | B5 R1 OU43 Slot 1 - port 1 B5 R1 SW U25 P17/1 | B5 R1 OU43 Slot 1 - port 1 | B5 R1 SW U25 P17/1
1OU44 | 1U25 | 34 | Franklin | Slot 1 - port 1 |  |  |  |  | N/A |  | B5 | 1 | OU44 |  | IB0 | B5 | 1 | U25 | 17/2 | B5 R1 OU44 Slot 1 - port 1 B5 R1 SW U25 P17/2 | B5 R1 OU44 Slot 1 - port 1 | B5 R1 SW U25 P17/2
1OU45 | 1U25 | 35 | Franklin | Slot 1 - port 1 | 2M | MCP7Y00-N002 | NDR 2:1 Copper | Black | N/A | N/A | B5 | 1 | OU45 |  | IB0 | B5 | 1 | U25 | 18/1 | B5 R1 OU45 Slot 1 - port 1 B5 R1 SW U25 P18/1 | B5 R1 OU45 Slot 1 - port 1 | B5 R1 SW U25 P18/1
1OU46 | 1U25 | 36 | Franklin | Slot 1 - port 1 |  |  |  |  | N/A |  | B5 | 1 | OU46 |  | IB0 | B5 | 1 | U25 | 18/2 | B5 R1 OU46 Slot 1 - port 1 B5 R1 SW U25 P18/2 | B5 R1 OU46 Slot 1 - port 1 | B5 R1 SW U25 P18/2
1OU47 | 1U25 | 37 | Franklin | Slot 1 - port 1 | 2.5M | MCP7Y00-N02A | NDR 2:1 Copper | Black | N/A | N/A | B5 | 1 | OU47 |  | IB0 | B5 | 1 | U25 | 19/1 | B5 R1 OU47 Slot 1 - port 1 B5 R1 SW U25 P19/1 | B5 R1 OU47 Slot 1 - port 1 | B5 R1 SW U25 P19/1
1OU48 | 1U25 | 38 | Franklin | Slot 1 - port 1 |  |  |  |  | N/A |  | B5 | 1 | OU48 |  | IB0 | B5 | 1 | U25 | 19/2 | B5 R1 OU48 Slot 1 - port 1 B5 R1 SW U25 P19/2 | B5 R1 OU48 Slot 1 - port 1 | B5 R1 SW U25 P19/2
| 1U25 | 39 |  | open | [11 empty] | B5 | 1 | U25 | 20/1
| 1U25 | 40 |  | open | [11 empty] | B5 | 1 | U25 | 20/2
| 1U25 | 41 |  | open | [11 empty] | B5 | 1 | U25 | 21/1
| 1U25 | 42 |  | open | [11 empty] | B5 | 1 | U25 | 21/2
| 1U25 | 43 |  | open | [11 empty] | B5 | 1 | U25 | 22/1
| 1U25 | 44 |  | open | [11 empty] | B5 | 1 | U25 | 22/2
2U43 | 1U25 | 45 | TSS | ISL | 7M | MFP7E10-N007 | NDR direct MPO | Aqua | MMA4Z00-NS | MMA4Z00-NS | B5 | 2 | U43 |  | ISL P1/1 | B5 | 1 | U25 | 23/1 | B5 R2 U43 ISL B5 R1 SW U25 P23/1 | B5 R2 U43 ISL | B5 R1 SW U25 P23/1
2U43 | 1U25 | 46 | TSS | ISL | 7M | MFP7E10-N007 | NDR direct MPO | Aqua |  |  | B5 | 2 | U43 |  | ISL P1/2 | B5 | 1 | U25 | 23/2 | B5 R2 U43 ISL B5 R1 SW U25 P23/2 | B5 R2 U43 ISL | B5 R1 SW U25 P23/2
2U43 | 1U25 | 47 | TSS | ISL | 7M | MFP7E10-N007 | NDR direct MPO | Aqua | MMA4Z00-NS | MMA4Z00-NS | B5 | 2 | U43 |  | ISL P2/1 | B5 | 1 | U25 | 24/1 | B5 R2 U43 ISL B5 R1 SW U25 P24/1 | B5 R2 U43 ISL | B5 R1 SW U25 P24/1
2U43 | 1U25 | 48 | TSS | ISL | 7M | MFP7E10-N007 | NDR direct MPO | Aqua |  |  | B5 | 2 | U43 |  | ISL P2/2 | B5 | 1 | U25 | 24/2 | B5 R2 U43 ISL B5 R1 SW U25 P24/2 | B5 R2 U43 ISL | B5 R1 SW U25 P24/2
2U43 | 1U25 | 49 | TSS | ISL | 7M | MFP7E10-N007 | NDR direct MPO | Aqua | MMA4Z00-NS | MMA4Z00-NS | B5 | 2 | U43 |  | ISL P3/1 | B5 | 1 | U25 | 25/1 | B5 R2 U43 ISL B5 R1 SW U25 P25/1 | B5 R2 U43 ISL | B5 R1 SW U25 P25/1
2U43 | 1U25 | 50 | TSS | ISL | 7M | MFP7E10-N007 | NDR direct MPO | Aqua |  |  | B5 | 2 | U43 |  | ISL P3/2 | B5 | 1 | U25 | 25/2 | B5 R2 U43 ISL B5 R1 SW U25 P25/2 | B5 R2 U43 ISL | B5 R1 SW U25 P25/2
2U43 | 1U25 | 51 | TSS | ISL | 7M | MFP7E10-N007 | NDR direct MPO | Aqua | MMA4Z00-NS | MMA4Z00-NS | B5 | 2 | U43 |  | ISL P4/1 | B5 | 1 | U25 | 26/1 | B5 R2 U43 ISL B5 R1 SW U25 P26/1 | B5 R2 U43 ISL | B5 R1 SW U25 P26/1
2U43 | 1U25 | 52 | TSS | ISL | 7M | MFP7E10-N007 | NDR direct MPO | Aqua |  |  | B5 | 2 | U43 |  | ISL P4/2 | B5 | 1 | U25 | 26/2 | B5 R2 U43 ISL B5 R1 SW U25 P26/2 | B5 R2 U43 ISL | B5 R1 SW U25 P26/2
2U43 | 1U25 | 53 | TSS | ISL | 7M | MFP7E10-N007 | NDR direct MPO | Aqua | MMA4Z00-NS | MMA4Z00-NS | B5 | 2 | U43 |  | ISL P5/1 | B5 | 1 | U25 | 27/1 | B5 R2 U43 ISL B5 R1 SW U25 P27/1 | B5 R2 U43 ISL | B5 R1 SW U25 P27/1
2U43 | 1U25 | 54 | TSS | ISL | 7M | MFP7E10-N007 | NDR direct MPO | Aqua |  |  | B5 | 2 | U43 |  | ISL P5/2 | B5 | 1 | U25 | 27/2 | B5 R2 U43 ISL B5 R1 SW U25 P27/2 | B5 R2 U43 ISL | B5 R1 SW U25 P27/2
3U43 | 1U25 | 55 | TSS | ISL | 7M | MFP7E10-N007 | NDR direct MPO | Aqua | MMA4Z00-NS | MMA4Z00-NS | B5 | 3 | U43 |  | ISL P1/1 | B5 | 1 | U25 | 28/1 | B5 R3 U43 ISL B5 R1 SW U25 P28/1 | B5 R3 U43 ISL | B5 R1 SW U25 P28/1
3U43 | 1U25 | 56 | TSS | ISL | 7M | MFP7E10-N007 | NDR direct MPO | Aqua |  |  | B5 | 3 | U43 |  | ISL P1/2 | B5 | 1 | U25 | 28/2 | B5 R3 U43 ISL B5 R1 SW U25 P28/2 | B5 R3 U43 ISL | B5 R1 SW U25 P28/2
3U43 | 1U25 | 57 | TSS | ISL | 7M | MFP7E10-N007 | NDR direct MPO | Aqua | MMA4Z00-NS | MMA4Z00-NS | B5 | 3 | U43 |  | ISL P2/1 | B5 | 1 | U25 | 29/1 | B5 R3 U43 ISL B5 R1 SW U25 P29/1 | B5 R3 U43 ISL | B5 R1 SW U25 P29/1
3U43 | 1U25 | 58 | TSS | ISL | 7M | MFP7E10-N007 | NDR direct MPO | Aqua |  |  | B5 | 3 | U43 |  | ISL P2/2 | B5 | 1 | U25 | 29/2 | B5 R3 U43 ISL B5 R1 SW U25 P29/2 | B5 R3 U43 ISL | B5 R1 SW U25 P29/2
3U43 | 1U25 | 59 | TSS | ISL | 7M | MFP7E10-N007 | NDR direct MPO | Aqua | MMA4Z00-NS | MMA4Z00-NS | B5 | 3 | U43 |  | ISL P3/1 | B5 | 1 | U25 | 30/1 | B5 R3 U43 ISL B5 R1 SW U25 P30/1 | B5 R3 U43 ISL | B5 R1 SW U25 P30/1
3U43 | 1U25 | 60 | TSS | ISL | 7M | MFP7E10-N007 | NDR direct MPO | Aqua |  |  | B5 | 3 | U43 |  | ISL P3/2 | B5 | 1 | U25 | 30/2 | B5 R3 U43 ISL B5 R1 SW U25 P30/2 | B5 R3 U43 ISL | B5 R1 SW U25 P30/2
3U43 | 1U25 | 61 | TSS | ISL | 7M | MFP7E10-N007 | NDR direct MPO | Aqua | MMA4Z00-NS | MMA4Z00-NS | B5 | 3 | U43 |  | ISL P4/1 | B5 | 1 | U25 | 31/1 | B5 R3 U43 ISL B5 R1 SW U25 P31/1 | B5 R3 U43 ISL | B5 R1 SW U25 P31/1
3U43 | 1U25 | 62 | TSS | ISL | 7M | MFP7E10-N007 | NDR direct MPO | Aqua |  |  | B5 | 3 | U43 |  | ISL P4/2 | B5 | 1 | U25 | 31/2 | B5 R3 U43 ISL B5 R1 SW U25 P31/2 | B5 R3 U43 ISL | B5 R1 SW U25 P31/2
3U43 | 1U25 | 63 | TSS | ISL | 7M | MFP7E10-N007 | NDR direct MPO | Aqua | MMA4Z00-NS | MMA4Z00-NS | B5 | 3 | U43 |  | ISL P5/1 | B5 | 1 | U25 | 32/1 | B5 R3 U43 ISL B5 R1 SW U25 P32/1 | B5 R3 U43 ISL | B5 R1 SW U25 P32/1
3U43 | 1U25 | 64 | TSS | ISL | 7M | MFP7E10-N007 | NDR direct MPO | Aqua |  |  | B5 | 3 | U43 |  | ISL P5/2 | B5 | 1 | U25 | 32/2 | B5 R3 U43 ISL B5 R1 SW U25 P32/2 | B5 R3 U43 ISL | B5 R1 SW U25 P32/2
1OU01 | 1U26 | 65 | Franklin | Slot 4 - port 1 | 2.5M | MCP7Y00-N02A | NDR 2:1 Copper | Black | N/A | N/A | B5 | 1 | OU01 |  | IB1 | B5 | 1 | U26 | 1/1 | B5 R1 OU01 Slot 4 - port 1 B5 R1 SW U26 P1/1 | B5 R1 OU01 Slot 4 - port 1 | B5 R1 SW U26 P1/1
1OU02 | 1U26 | 66 | Franklin | Slot 4 - port 1 |  |  |  |  | N/A |  | B5 | 1 | OU02 |  | IB1 | B5 | 1 | U26 | 1/2 | B5 R1 OU02 Slot 4 - port 1 B5 R1 SW U26 P1/2 | B5 R1 OU02 Slot 4 - port 1 | B5 R1 SW U26 P1/2
1OU04 | 1U26 | 67 | Franklin | Slot 4 - port 1 | 2M | MCP7Y00-N002 | NDR 2:1 Copper | Black | N/A | N/A | B5 | 1 | OU04 |  | IB1 | B5 | 1 | U26 | 2/1 | B5 R1 OU04 Slot 4 - port 1 B5 R1 SW U26 P2/1 | B5 R1 OU04 Slot 4 - port 1 | B5 R1 SW U26 P2/1
1OU05 | 1U26 | 68 | Franklin | Slot 4 - port 1 |  |  |  |  | N/A |  | B5 | 1 | OU05 |  | IB1 | B5 | 1 | U26 | 2/2 | B5 R1 OU05 Slot 4 - port 1 B5 R1 SW U26 P2/2 | B5 R1 OU05 Slot 4 - port 1 | B5 R1 SW U26 P2/2
1OU06 | 1U26 | 69 | Franklin | Slot 4 - port 1 | 2M | MCP7Y00-N002 | NDR 2:1 Copper | Black | N/A | N/A | B5 | 1 | OU06 |  | IB1 | B5 | 1 | U26 | 3/1 | B5 R1 OU06 Slot 4 - port 1 B5 R1 SW U26 P3/1 | B5 R1 OU06 Slot 4 - port 1 | B5 R1 SW U26 P3/1
1OU07 | 1U26 | 70 | Franklin | Slot 4 - port 1 |  |  |  |  | N/A |  | B5 | 1 | OU07 |  | IB1 | B5 | 1 | U26 | 3/2 | B5 R1 OU07 Slot 4 - port 1 B5 R1 SW U26 P3/2 | B5 R1 OU07 Slot 4 - port 1 | B5 R1 SW U26 P3/2
1OU11 | 1U26 | 71 | Franklin | Slot 4 - port 1 | 2M | MCP7Y00-N002 | NDR 2:1 Copper | Black | N/A | N/A | B5 | 1 | OU11 |  | IB1 | B5 | 1 | U26 | 4/1 | B5 R1 OU11 Slot 4 - port 1 B5 R1 SW U26 P4/1 | B5 R1 OU11 Slot 4 - port 1 | B5 R1 SW U26 P4/1
1OU12 | 1U26 | 72 | Franklin | Slot 4 - port 1 |  |  |  |  | N/A |  | B5 | 1 | OU12 |  | IB1 | B5 | 1 | U26 | 4/2 | B5 R1 OU12 Slot 4 - port 1 B5 R1 SW U26 P4/2 | B5 R1 OU12 Slot 4 - port 1 | B5 R1 SW U26 P4/2
1OU13 | 1U26 | 73 | Franklin | Slot 4 - port 1 | 1.5M | MCP7Y00-N01A | NDR 2:1 Copper | Black | N/A | N/A | B5 | 1 | OU13 |  | IB1 | B5 | 1 | U26 | 5/1 | B5 R1 OU13 Slot 4 - port 1 B5 R1 SW U26 P5/1 | B5 R1 OU13 Slot 4 - port 1 | B5 R1 SW U26 P5/1
1OU14 | 1U26 | 74 | Franklin | Slot 4 - port 1 |  |  |  |  | N/A |  | B5 | 1 | OU14 |  | IB1 | B5 | 1 | U26 | 5/2 | B5 R1 OU14 Slot 4 - port 1 B5 R1 SW U26 P5/2 | B5 R1 OU14 Slot 4 - port 1 | B5 R1 SW U26 P5/2
1OU15 | 1U26 | 75 | Franklin | Slot 4 - port 1 | 1.5M | MCP7Y00-N01A | NDR 2:1 Copper | Black | N/A | N/A | B5 | 1 | OU15 |  | IB1 | B5 | 1 | U26 | 6/1 | B5 R1 OU15 Slot 4 - port 1 B5 R1 SW U26 P6/1 | B5 R1 OU15 Slot 4 - port 1 | B5 R1 SW U26 P6/1
1OU16 | 1U26 | 76 | Franklin | Slot 4 - port 1 |  |  |  |  | N/A |  | B5 | 1 | OU16 |  | IB1 | B5 | 1 | U26 | 6/2 | B5 R1 OU16 Slot 4 - port 1 B5 R1 SW U26 P6/2 | B5 R1 OU16 Slot 4 - port 1 | B5 R1 SW U26 P6/2
1OU17 | 1U26 | 77 | Franklin | Slot 4 - port 1 | 1.5M | MCP7Y00-N01A | NDR 2:1 Copper | Black | N/A | N/A | B5 | 1 | OU17 |  | IB1 | B5 | 1 | U26 | 7/1 | B5 R1 OU17 Slot 4 - port 1 B5 R1 SW U26 P7/1 | B5 R1 OU17 Slot 4 - port 1 | B5 R1 SW U26 P7/1
1OU18 | 1U26 | 78 | Franklin | Slot 4 - port 1 |  |  |  |  | N/A |  | B5 | 1 | OU18 |  | IB1 | B5 | 1 | U26 | 7/2 | B5 R1 OU18 Slot 4 - port 1 B5 R1 SW U26 P7/2 | B5 R1 OU18 Slot 4 - port 1 | B5 R1 SW U26 P7/2
1OU19 | 1U26 | 79 | Franklin | Slot 4 - port 1 | 1.5M | MCP7Y00-N01A | NDR 2:1 Copper | Black | N/A | N/A | B5 | 1 | OU19 |  | IB1 | B5 | 1 | U26 | 8/1 | B5 R1 OU19 Slot 4 - port 1 B5 R1 SW U26 P8/1 | B5 R1 OU19 Slot 4 - port 1 | B5 R1 SW U26 P8/1
1OU20 | 1U26 | 80 | Franklin | Slot 4 - port 1 |  |  |  |  | N/A |  | B5 | 1 | OU20 |  | IB1 | B5 | 1 | U26 | 8/2 | B5 R1 OU20 Slot 4 - port 1 B5 R1 SW U26 P8/2 | B5 R1 OU20 Slot 4 - port 1 | B5 R1 SW U26 P8/2
1OU21 | 1U26 | 81 | Franklin | Slot 4 - port 1 | 1.5M | MCP7Y00-N01A | NDR 2:1 Copper | Black | N/A | N/A | B5 | 1 | OU21 |  | IB1 | B5 | 1 | U26 | 9/1 | B5 R1 OU21 Slot 4 - port 1 B5 R1 SW U26 P9/1 | B5 R1 OU21 Slot 4 - port 1 | B5 R1 SW U26 P9/1
| 1U26 | 82 |  | open | [11 empty] | B5 | 1 | U26 | 9/2
1OU27 | 1U26 | 83 | Franklin | Slot 4 - port 1 | 1M | MCP7Y00-N001 | NDR 2:1 Copper | Black | N/A | N/A | B5 | 1 | OU27 |  | IB1 | B5 | 1 | U26 | 10/1 | B5 R1 OU27 Slot 4 - port 1 B5 R1 SW U26 P10/1 | B5 R1 OU27 Slot 4 - port 1 | B5 R1 SW U26 P10/1
| 1U26 | 84 |  | open | [11 empty] | B5 | 1 | U26 | 10/2
1OU28 | 1U26 | 85 | Franklin | Slot 4 - port 1 | 1M | MCP7Y00-N001 | NDR 2:1 Copper | Black | N/A | N/A | B5 | 1 | OU28 |  | IB1 | B5 | 1 | U26 | 11/1 | B5 R1 OU28 Slot 4 - port 1 B5 R1 SW U26 P11/1 | B5 R1 OU28 Slot 4 - port 1 | B5 R1 SW U26 P11/1
1OU29 | 1U26 | 86 | Franklin | Slot 4 - port 1 |  |  |  |  | N/A |  | B5 | 1 | OU29 |  | IB1 | B5 | 1 | U26 | 11/2 | B5 R1 OU29 Slot 4 - port 1 B5 R1 SW U26 P11/2 | B5 R1 OU29 Slot 4 - port 1 | B5 R1 SW U26 P11/2
1OU30 | 1U26 | 87 | Franklin | Slot 4 - port 1 | 1.5M | MCP7Y00-N01A | NDR 2:1 Copper | Black | N/A | N/A | B5 | 1 | OU30 |  | IB1 | B5 | 1 | U26 | 12/1 | B5 R1 OU30 Slot 4 - port 1 B5 R1 SW U26 P12/1 | B5 R1 OU30 Slot 4 - port 1 | B5 R1 SW U26 P12/1
1OU31 | 1U26 | 88 | Franklin | Slot 4 - port 1 |  |  |  |  | N/A |  | B5 | 1 | OU31 |  | IB1 | B5 | 1 | U26 | 12/2 | B5 R1 OU31 Slot 4 - port 1 B5 R1 SW U26 P12/2 | B5 R1 OU31 Slot 4 - port 1 | B5 R1 SW U26 P12/2
1OU32 | 1U26 | 89 | Franklin | Slot 4 - port 1 | 1.5M | MCP7Y00-N01A | NDR 2:1 Copper | Black | N/A | N/A | B5 | 1 | OU32 |  | IB1 | B5 | 1 | U26 | 13/1 | B5 R1 OU32 Slot 4 - port 1 B5 R1 SW U26 P13/1 | B5 R1 OU32 Slot 4 - port 1 | B5 R1 SW U26 P13/1
1OU33 | 1U26 | 90 | Franklin | Slot 4 - port 1 |  |  |  |  | N/A |  | B5 | 1 | OU33 |  | IB1 | B5 | 1 | U26 | 13/2 | B5 R1 OU33 Slot 4 - port 1 B5 R1 SW U26 P13/2 | B5 R1 OU33 Slot 4 - port 1 | B5 R1 SW U26 P13/2
1OU34 | 1U26 | 91 | Franklin | Slot 4 - port 1 | 1.5M | MCP7Y00-N01A | NDR 2:1 Copper | Black | N/A | N/A | B5 | 1 | OU34 |  | IB1 | B5 | 1 | U26 | 14/1 | B5 R1 OU34 Slot 4 - port 1 B5 R1 SW U26 P14/1 | B5 R1 OU34 Slot 4 - port 1 | B5 R1 SW U26 P14/1
1OU35 | 1U26 | 92 | Franklin | Slot 4 - port 1 |  |  |  |  | N/A |  | B5 | 1 | OU35 |  | IB1 | B5 | 1 | U26 | 14/2 | B5 R1 OU35 Slot 4 - port 1 B5 R1 SW U26 P14/2 | B5 R1 OU35 Slot 4 - port 1 | B5 R1 SW U26 P14/2
1OU36 | 1U26 | 93 | Franklin | Slot 4 - port 1 | 1.5M | MCP7Y00-N01A | NDR 2:1 Copper | Black | N/A | N/A | B5 | 1 | OU36 |  | IB1 | B5 | 1 | U26 | 15/1 | B5 R1 OU36 Slot 4 - port 1 B5 R1 SW U26 P15/1 | B5 R1 OU36 Slot 4 - port 1 | B5 R1 SW U26 P15/1
1OU37 | 1U26 | 94 | Franklin | Slot 4 - port 1 |  |  |  |  | N/A |  | B5 | 1 | OU37 |  | IB1 | B5 | 1 | U26 | 15/2 | B5 R1 OU37 Slot 4 - port 1 B5 R1 SW U26 P15/2 | B5 R1 OU37 Slot 4 - port 1 | B5 R1 SW U26 P15/2
1OU41 | 1U26 | 95 | Franklin | Slot 4 - port 1 | 2M | MCP7Y00-N002 | NDR 2:1 Copper | Black | N/A | N/A | B5 | 1 | OU41 |  | IB1 | B5 | 1 | U26 | 16/1 | B5 R1 OU41 Slot 4 - port 1 B5 R1 SW U26 P16/1 | B5 R1 OU41 Slot 4 - port 1 | B5 R1 SW U26 P16/1
1OU42 | 1U26 | 96 | Franklin | Slot 4 - port 1 |  |  |  |  | N/A |  | B5 | 1 | OU42 |  | IB1 | B5 | 1 | U26 | 16/2 | B5 R1 OU42 Slot 4 - port 1 B5 R1 SW U26 P16/2 | B5 R1 OU42 Slot 4 - port 1 | B5 R1 SW U26 P16/2
1OU43 | 1U26 | 97 | Franklin | Slot 4 - port 1 | 2M | MCP7Y00-N002 | NDR 2:1 Copper | Black | N/A | N/A | B5 | 1 | OU43 |  | IB1 | B5 | 1 | U26 | 17/1 | B5 R1 OU43 Slot 4 - port 1 B5 R1 SW U26 P17/1 | B5 R1 OU43 Slot 4 - port 1 | B5 R1 SW U26 P17/1
1OU44 | 1U26 | 98 | Franklin | Slot 4 - port 1 |  |  |  |  | N/A |  | B5 | 1 | OU44 |  | IB1 | B5 | 1 | U26 | 17/2 | B5 R1 OU44 Slot 4 - port 1 B5 R1 SW U26 P17/2 | B5 R1 OU44 Slot 4 - port 1 | B5 R1 SW U26 P17/2
1OU45 | 1U26 | 99 | Franklin | Slot 4 - port 1 | 2M | MCP7Y00-N002 | NDR 2:1 Copper | Black | N/A | N/A | B5 | 1 | OU45 |  | IB1 | B5 | 1 | U26 | 18/1 | B5 R1 OU45 Slot 4 - port 1 B5 R1 SW U26 P18/1 | B5 R1 OU45 Slot 4 - port 1 | B5 R1 SW U26 P18/1
1OU46 | 1U26 | 100 | Franklin | Slot 4 - port 1 |  |  |  |  | N/A |  | B5 | 1 | OU46 |  | IB1 | B5 | 1 | U26 | 18/2 | B5 R1 OU46 Slot 4 - port 1 B5 R1 SW U26 P18/2 | B5 R1 OU46 Slot 4 - port 1 | B5 R1 SW U26 P18/2
1OU47 | 1U26 | 101 | Franklin | Slot 4 - port 1 | 2.5M | MCP7Y00-N02A | NDR 2:1 Copper | Black | N/A | N/A | B5 | 1 | OU47 |  | IB1 | B5 | 1 | U26 | 19/1 | B5 R1 OU47 Slot 4 - port 1 B5 R1 SW U26 P19/1 | B5 R1 OU47 Slot 4 - port 1 | B5 R1 SW U26 P19/1
1OU48 | 1U26 | 102 | Franklin | Slot 4 - port 1 |  |  |  |  | N/A |  | B5 | 1 | OU48 |  | IB1 | B5 | 1 | U26 | 19/2 | B5 R1 OU48 Slot 4 - port 1 B5 R1 SW U26 P19/2 | B5 R1 OU48 Slot 4 - port 1 | B5 R1 SW U26 P19/2
| 1U26 | 103 |  | open | [11 empty] | B5 | 1 | U26 | 20/1
| 1U26 | 104 |  | open | [11 empty] | B5 | 1 | U26 | 20/2
| 1U26 | 105 |  | open | [11 empty] | B5 | 1 | U26 | 21/1
| 1U26 | 106 |  | open | [11 empty] | B5 | 1 | U26 | 21/2
| 1U26 | 107 |  | open | [11 empty] | B5 | 1 | U26 | 22/1
| 1U26 | 108 |  | open | [11 empty] | B5 | 1 | U26 | 22/2
2U43 | 1U26 | 109 | TSS | ISL | 7M | MFP7E10-N007 | NDR direct MPO | Aqua | MMA4Z00-NS | MMA4Z00-NS | B5 | 2 | U43 |  | ISL P6/1 | B5 | 1 | U26 | 23/1 | B5 R2 U43 ISL B5 R1 SW U26 P23/1 | B5 R2 U43 ISL | B5 R1 SW U26 P23/1
2U43 | 1U26 | 110 | TSS | ISL | 7M | MFP7E10-N007 | NDR direct MPO | Aqua |  |  | B5 | 2 | U43 |  | ISL P6/2 | B5 | 1 | U26 | 23/2 | B5 R2 U43 ISL B5 R1 SW U26 P23/2 | B5 R2 U43 ISL | B5 R1 SW U26 P23/2
2U43 | 1U26 | 111 | TSS | ISL | 7M | MFP7E10-N007 | NDR direct MPO | Aqua | MMA4Z00-NS | MMA4Z00-NS | B5 | 2 | U43 |  | ISL P7/1 | B5 | 1 | U26 | 24/1 | B5 R2 U43 ISL B5 R1 SW U26 P24/1 | B5 R2 U43 ISL | B5 R1 SW U26 P24/1
2U43 | 1U26 | 112 | TSS | ISL | 7M | MFP7E10-N007 | NDR direct MPO | Aqua |  |  | B5 | 2 | U43 |  | ISL P7/2 | B5 | 1 | U26 | 24/2 | B5 R2 U43 ISL B5 R1 SW U26 P24/2 | B5 R2 U43 ISL | B5 R1 SW U26 P24/2
2U43 | 1U26 | 113 | TSS | ISL | 7M | MFP7E10-N007 | NDR direct MPO | Aqua | MMA4Z00-NS | MMA4Z00-NS | B5 | 2 | U43 |  | ISL P8/1 | B5 | 1 | U26 | 25/1 | B5 R2 U43 ISL B5 R1 SW U26 P25/1 | B5 R2 U43 ISL | B5 R1 SW U26 P25/1
2U43 | 1U26 | 114 | TSS | ISL | 7M | MFP7E10-N007 | NDR direct MPO | Aqua |  |  | B5 | 2 | U43 |  | ISL P8/2 | B5 | 1 | U26 | 25/2 | B5 R2 U43 ISL B5 R1 SW U26 P25/2 | B5 R2 U43 ISL | B5 R1 SW U26 P25/2
2U43 | 1U26 | 115 | TSS | ISL | 7M | MFP7E10-N007 | NDR direct MPO | Aqua | MMA4Z00-NS | MMA4Z00-NS | B5 | 2 | U43 |  | ISL P9/1 | B5 | 1 | U26 | 26/1 | B5 R2 U43 ISL B5 R1 SW U26 P26/1 | B5 R2 U43 ISL | B5 R1 SW U26 P26/1
2U43 | 1U26 | 116 | TSS | ISL | 7M | MFP7E10-N007 | NDR direct MPO | Aqua |  |  | B5 | 2 | U43 |  | ISL P9/2 | B5 | 1 | U26 | 26/2 | B5 R2 U43 ISL B5 R1 SW U26 P26/2 | B5 R2 U43 ISL | B5 R1 SW U26 P26/2
2U43 | 1U26 | 117 | TSS | ISL | 7M | MFP7E10-N007 | NDR direct MPO | Aqua | MMA4Z00-NS | MMA4Z00-NS | B5 | 2 | U43 |  | ISL P10/1 | B5 | 1 | U26 | 27/1 | B5 R2 U43 ISL B5 R1 SW U26 P27/1 | B5 R2 U43 ISL | B5 R1 SW U26 P27/1
2U43 | 1U26 | 118 | TSS | ISL | 7M | MFP7E10-N007 | NDR direct MPO | Aqua |  |  | B5 | 2 | U43 |  | ISL P10/2 | B5 | 1 | U26 | 27/2 | B5 R2 U43 ISL B5 R1 SW U26 P27/2 | B5 R2 U43 ISL | B5 R1 SW U26 P27/2
3U43 | 1U26 | 119 | TSS | ISL | 7M | MFP7E10-N007 | NDR direct MPO | Aqua | MMA4Z00-NS | MMA4Z00-NS | B5 | 3 | U43 |  | ISL P6/1 | B5 | 1 | U26 | 28/1 | B5 R3 U43 ISL B5 R1 SW U26 P28/1 | B5 R3 U43 ISL | B5 R1 SW U26 P28/1
3U43 | 1U26 | 120 | TSS | ISL | 7M | MFP7E10-N007 | NDR direct MPO | Aqua |  |  | B5 | 3 | U43 |  | ISL P6/2 | B5 | 1 | U26 | 28/2 | B5 R3 U43 ISL B5 R1 SW U26 P28/2 | B5 R3 U43 ISL | B5 R1 SW U26 P28/2
3U43 | 1U26 | 121 | TSS | ISL | 7M | MFP7E10-N007 | NDR direct MPO | Aqua | MMA4Z00-NS | MMA4Z00-NS | B5 | 3 | U43 |  | ISL P7/1 | B5 | 1 | U26 | 29/1 | B5 R3 U43 ISL B5 R1 SW U26 P29/1 | B5 R3 U43 ISL | B5 R1 SW U26 P29/1
3U43 | 1U26 | 122 | TSS | ISL | 7M | MFP7E10-N007 | NDR direct MPO | Aqua |  |  | B5 | 3 | U43 |  | ISL P7/2 | B5 | 1 | U26 | 29/2 | B5 R3 U43 ISL B5 R1 SW U26 P29/2 | B5 R3 U43 ISL | B5 R1 SW U26 P29/2
3U43 | 1U26 | 123 | TSS | ISL | 7M | MFP7E10-N007 | NDR direct MPO | Aqua | MMA4Z00-NS | MMA4Z00-NS | B5 | 3 | U43 |  | ISL P8/1 | B5 | 1 | U26 | 30/1 | B5 R3 U43 ISL B5 R1 SW U26 P30/1 | B5 R3 U43 ISL | B5 R1 SW U26 P30/1
3U43 | 1U26 | 124 | TSS | ISL | 7M | MFP7E10-N007 | NDR direct MPO | Aqua |  |  | B5 | 3 | U43 |  | ISL P8/2 | B5 | 1 | U26 | 30/2 | B5 R3 U43 ISL B5 R1 SW U26 P30/2 | B5 R3 U43 ISL | B5 R1 SW U26 P30/2
3U43 | 1U26 | 125 | TSS | ISL | 7M | MFP7E10-N007 | NDR direct MPO | Aqua | MMA4Z00-NS | MMA4Z00-NS | B5 | 3 | U43 |  | ISL P9/1 | B5 | 1 | U26 | 31/1 | B5 R3 U43 ISL B5 R1 SW U26 P31/1 | B5 R3 U43 ISL | B5 R1 SW U26 P31/1
3U43 | 1U26 | 126 | TSS | ISL | 7M | MFP7E10-N007 | NDR direct MPO | Aqua |  |  | B5 | 3 | U43 |  | ISL P9/2 | B5 | 1 | U26 | 31/2 | B5 R3 U43 ISL B5 R1 SW U26 P31/2 | B5 R3 U43 ISL | B5 R1 SW U26 P31/2
3U43 | 1U26 | 127 | TSS | ISL | 7M | MFP7E10-N007 | NDR direct MPO | Aqua | MMA4Z00-NS | MMA4Z00-NS | B5 | 3 | U43 |  | ISL P10/1 | B5 | 1 | U26 | 32/1 | B5 R3 U43 ISL B5 R1 SW U26 P32/1 | B5 R3 U43 ISL | B5 R1 SW U26 P32/1
3U43 | 1U26 | 128 | TSS | ISL | 7M | MFP7E10-N007 | NDR direct MPO | Aqua |  |  | B5 | 3 | U43 |  | ISL P10/2 | B5 | 1 | U26 | 32/2 | B5 R3 U43 ISL B5 R1 SW U26 P32/2 | B5 R3 U43 ISL | B5 R1 SW U26 P32/2
2U01 | 2U26 | 129 | TSS | HCA1 - Port 1 | 3M | MFP7E20-N003 | NDR200 2:1 MPO | Aqua | MMA1Z00-NS400 | MMA4Z00-NS | B5 | 2 | U01 |  | IB0 | B5 | 2 | U26 | 1/1 | B5 R2 U01 HCA1 - Port 1 B5 R2 SW U26 P1/1 | B5 R2 U01 HCA1 - Port 1 | B5 R2 SW U26 P1/1
2U01 | 2U26 | 130 | TSS | HCA2 - Port 1 |  |  |  |  | MMA1Z00-NS400 |  | B5 | 2 | U01 |  | IB0 | B5 | 2 | U26 | 1/2 | B5 R2 U01 HCA2 - Port 1 B5 R2 SW U26 P1/2 | B5 R2 U01 HCA2 - Port 1 | B5 R2 SW U26 P1/2
2U03 | 2U26 | 131 | TSS | HCA1 - Port 1 | 3M | MFP7E20-N003 | NDR200 2:1 MPO | Aqua | MMA1Z00-NS400 | MMA4Z00-NS | B5 | 2 | U03 |  | IB0 | B5 | 2 | U26 | 2/1 | B5 R2 U03 HCA1 - Port 1 B5 R2 SW U26 P2/1 | B5 R2 U03 HCA1 - Port 1 | B5 R2 SW U26 P2/1
2U03 | 2U26 | 132 | TSS | HCA2 - Port 1 |  |  |  |  | MMA1Z00-NS400 |  | B5 | 2 | U03 |  | IB0 | B5 | 2 | U26 | 2/2 | B5 R2 U03 HCA2 - Port 1 B5 R2 SW U26 P2/2 | B5 R2 U03 HCA2 - Port 1 | B5 R2 SW U26 P2/2
2U05 | 2U26 | 133 | TSS | HCA1 - Port 1 | 3M | MFP7E20-N003 | NDR200 2:1 MPO | Aqua | MMA1Z00-NS400 | MMA4Z00-NS | B5 | 2 | U05 |  | IB0 | B5 | 2 | U26 | 3/1 | B5 R2 U05 HCA1 - Port 1 B5 R2 SW U26 P3/1 | B5 R2 U05 HCA1 - Port 1 | B5 R2 SW U26 P3/1
2U05 | 2U26 | 134 | TSS | HCA2 - Port 1 |  |  |  |  | MMA1Z00-NS400 |  | B5 | 2 | U05 |  | IB0 | B5 | 2 | U26 | 3/2 | B5 R2 U05 HCA2 - Port 1 B5 R2 SW U26 P3/2 | B5 R2 U05 HCA2 - Port 1 | B5 R2 SW U26 P3/2
2U07 | 2U26 | 135 | TSS | HCA1 - Port 1 | 3M | MFP7E20-N003 | NDR200 2:1 MPO | Aqua | MMA1Z00-NS400 | MMA4Z00-NS | B5 | 2 | U07 |  | IB0 | B5 | 2 | U26 | 4/1 | B5 R2 U07 HCA1 - Port 1 B5 R2 SW U26 P4/1 | B5 R2 U07 HCA1 - Port 1 | B5 R2 SW U26 P4/1
2U07 | 2U26 | 136 | TSS | HCA2 - Port 1 |  |  |  |  | MMA1Z00-NS400 |  | B5 | 2 | U07 |  | IB0 | B5 | 2 | U26 | 4/2 | B5 R2 U07 HCA2 - Port 1 B5 R2 SW U26 P4/2 | B5 R2 U07 HCA2 - Port 1 | B5 R2 SW U26 P4/2
2U09 | 2U26 | 137 | TSS | HCA1 - Port 1 | 3M | MFP7E20-N003 | NDR200 2:1 MPO | Aqua | MMA1Z00-NS400 | MMA4Z00-NS | B5 | 2 | U09 |  | IB0 | B5 | 2 | U26 | 5/1 | B5 R2 U09 HCA1 - Port 1 B5 R2 SW U26 P5/1 | B5 R2 U09 HCA1 - Port 1 | B5 R2 SW U26 P5/1
| 2U26 | 138 |  | open |  |  |  |  | N/A | [6 empty] | B5 | 2 | U26 | 5/2
2U28 | 2U26 | 139 | TSS | Slot 1 - port 1 | 1.5M | MCP7Y00-N01A | NDR 2:1 Copper | Black | N/A | N/A | B5 | 2 | U28 |  | IB0 | B5 | 2 | U26 | 6/1 | B5 R2 U28 Slot 1 - port 1 B5 R2 SW U26 P6/1 | B5 R2 U28 Slot 1 - port 1 | B5 R2 SW U26 P6/1
2U29 | 2U26 | 140 | TSS | Slot 1 - port 1 |  |  |  |  | N/A |  | B5 | 2 | U29 |  | IB0 | B5 | 2 | U26 | 6/2 | B5 R2 U29 Slot 1 - port 1 B5 R2 SW U26 P6/2 | B5 R2 U29 Slot 1 - port 1 | B5 R2 SW U26 P6/2
2U30 | 2U26 | 141 | TSS | Slot 1 - port 1 | 1.5M | MCP7Y00-N01A | NDR 2:1 Copper | Black | N/A | N/A | B5 | 2 | U30 |  | IB0 | B5 | 2 | U26 | 7/1 | B5 R2 U30 Slot 1 - port 1 B5 R2 SW U26 P7/1 | B5 R2 U30 Slot 1 - port 1 | B5 R2 SW U26 P7/1
2U31 | 2U26 | 142 | TSS | Slot 1 - port 1 |  |  |  |  | N/A |  | B5 | 2 | U31 |  | IB0 | B5 | 2 | U26 | 7/2 | B5 R2 U31 Slot 1 - port 1 B5 R2 SW U26 P7/2 | B5 R2 U31 Slot 1 - port 1 | B5 R2 SW U26 P7/2
2U32 | 2U26 | 143 | TSS | Slot 1 - port 1 | 1.5M | MCP7Y00-N01A | NDR 2:1 Copper | Black | N/A | N/A | B5 | 2 | U32 |  | IB0 | B5 | 2 | U26 | 8/1 | B5 R2 U32 Slot 1 - port 1 B5 R2 SW U26 P8/1 | B5 R2 U32 Slot 1 - port 1 | B5 R2 SW U26 P8/1
2U33 | 2U26 | 144 | TSS | Slot 1 - port 1 |  |  |  |  | N/A |  | B5 | 2 | U33 |  | IB0 | B5 | 2 | U26 | 8/2 | B5 R2 U33 Slot 1 - port 1 B5 R2 SW U26 P8/2 | B5 R2 U33 Slot 1 - port 1 | B5 R2 SW U26 P8/2
2U34 | 2U26 | 145 | TSS | Riser 5 Slot 1 - port 1 | 1.5M | MCP7Y00-N01A | NDR 2:1 Copper | Black | N/A | N/A | B5 | 2 | U34 |  | IB0 | B5 | 2 | U26 | 9/1 | B5 R2 U34 Riser 5 Slot 1 - port 1 B5 R2 SW U26 P9/1 | B5 R2 U34 Riser 5 Slot 1 - port 1 | B5 R2 SW U26 P9/1
| 2U26 | 146 | TSS | open |  |  |  |  | N/A | [6 empty] | B5 | 2 | U26 | 9/2
#REF! | 2U26 | 147 | TSS | HCA1 - Port 2 | 3M | MFA7U10-H003 | NDR to 2x HDR copper | Aqua | N/A | N/A | B5 | 2 | U36 |  | IB0 | B5 | 2 | U26 | 10/1 | B5 R2 U36 HCA1 - Port 2 B5 R2 SW U26 P10/1 | B5 R2 U36 HCA1 - Port 2 | B5 R2 SW U26 P10/1
#REF! | 2U26 | 148 | TSS | HCA2 - Port 2 |  |  |  |  | N/A |  | B5 | 2 | U36 |  | IB1 | B5 | 2 | U26 | 10/2 | B5 R2 U36 HCA2 - Port 2 B5 R2 SW U26 P10/2 | B5 R2 U36 HCA2 - Port 2 | B5 R2 SW U26 P10/2
2U36 | 2U26 | 149 | TSS | HCA3 - Port 2 | 3M | MFA7U10-H003 | NDR to 2x HDR copper | Aqua | N/A | N/A | B5 | 2 | U36 |  | IB2 | B5 | 2 | U26 | 11/1 | B5 R2 U36 HCA3 - Port 2 B5 R2 SW U26 P11/1 | B5 R2 U36 HCA3 - Port 2 | B5 R2 SW U26 P11/1
2U36 | 2U26 | 150 | TSS | HCA4 - Port 2 |  |  |  |  | N/A |  | B5 | 2 | U36 |  | IB3 | B5 | 2 | U26 | 11/2 | B5 R2 U36 HCA4 - Port 2 B5 R2 SW U26 P11/2 | B5 R2 U36 HCA4 - Port 2 | B5 R2 SW U26 P11/2
2U36 | 2U26 | 151 | TSS | HCA1 - Port 2 | 5M | MFA7U10-H005 | NDR to 2x HDR copper | Aqua | N/A | N/A | B5 | 3 | U36 |  | IB0 | B5 | 2 | U26 | 12/1 | B5 R3 U36 HCA1 - Port 2 B5 R2 SW U26 P12/1 | B5 R3 U36 HCA1 - Port 2 | B5 R2 SW U26 P12/1
2U36 | 2U26 | 152 | TSS | HCA2 - Port 2 |  |  |  |  | N/A |  | B5 | 3 | U36 |  | IB1 | B5 | 2 | U26 | 12/2 | B5 R3 U36 HCA2 - Port 2 B5 R2 SW U26 P12/2 | B5 R3 U36 HCA2 - Port 2 | B5 R2 SW U26 P12/2
3U36 | 2U26 | 153 | TSS | HCA3 - Port 2 | 5M | MFA7U10-H005 | NDR to 2x HDR copper | Aqua | N/A | N/A | B5 | 3 | U36 |  | IB2 | B5 | 2 | U26 | 13/1 | B5 R3 U36 HCA3 - Port 2 B5 R2 SW U26 P13/1 | B5 R3 U36 HCA3 - Port 2 | B5 R2 SW U26 P13/1
3U36 | 2U26 | 154 | TSS | HCA4 - Port 2 |  |  |  |  | N/A |  | B5 | 3 | U36 |  | IB3 | B5 | 2 | U26 | 13/2 | B5 R3 U36 HCA4 - Port 2 B5 R2 SW U26 P13/2 | B5 R3 U36 HCA4 - Port 2 | B5 R2 SW U26 P13/2
3U36 | 2U26 | 155 | TSS | Slot 1 - port 1 | 3M | MFP7E20-N003 | NDR200 2:1 MPO | Aqua | MMA1Z00-NS400 | MMA4Z00-NS | B5 | 3 | U03 |  | IB0 | B5 | 2 | U26 | 14/1 | B5 R3 U03 Slot 1 - port 1 B5 R2 SW U26 P14/1 | B5 R3 U03 Slot 1 - port 1 | B5 R2 SW U26 P14/1
3U36 | 2U26 | 156 | TSS | Slot 1 - port 1 |  |  |  |  | MMA1Z00-NS400 |  | B5 | 3 | U04 |  | IB0 | B5 | 2 | U26 | 14/2 | B5 R3 U04 Slot 1 - port 1 B5 R2 SW U26 P14/2 | B5 R3 U04 Slot 1 - port 1 | B5 R2 SW U26 P14/2
3U03 | 2U26 | 157 | TSS | Slot 1 - port 1 | 3M | MFP7E20-N003 | NDR200 2:1 MPO | Aqua | MMA1Z00-NS400 | MMA4Z00-NS | B5 | 3 | U05 |  | IB0 | B5 | 2 | U26 | 15/1 | B5 R3 U05 Slot 1 - port 1 B5 R2 SW U26 P15/1 | B5 R3 U05 Slot 1 - port 1 | B5 R2 SW U26 P15/1
3U04 | 2U26 | 158 | TSS | Slot 1 - port 1 |  |  |  |  | MMA1Z00-NS400 |  | B5 | 3 | U06 |  | IB0 | B5 | 2 | U26 | 15/2 | B5 R3 U06 Slot 1 - port 1 B5 R2 SW U26 P15/2 | B5 R3 U06 Slot 1 - port 1 | B5 R2 SW U26 P15/2
3U05 | 2U26 | 159 | TSS | Slot 1 - port 1 | 3M | MFP7E20-N003 | NDR200 2:1 MPO | Aqua | MMA1Z00-NS400 | MMA4Z00-NS | B5 | 3 | U07 |  | IB0 | B5 | 2 | U26 | 16/1 | B5 R3 U07 Slot 1 - port 1 B5 R2 SW U26 P16/1 | B5 R3 U07 Slot 1 - port 1 | B5 R2 SW U26 P16/1
3U06 | 2U26 | 160 | TSS | Slot 1 - port 1 |  |  |  |  | MMA1Z00-NS400 |  | B5 | 3 | U08 |  | IB0 | B5 | 2 | U26 | 16/2 | B5 R3 U08 Slot 1 - port 1 B5 R2 SW U26 P16/2 | B5 R3 U08 Slot 1 - port 1 | B5 R2 SW U26 P16/2
3U07 | 2U26 | 161 | TSS | Slot 1 - port 1 | 3M | MFP7E20-N003 | NDR200 2:1 MPO | Aqua | MMA1Z00-NS400 | MMA4Z00-NS | B5 | 3 | U09 |  | IB0 | B5 | 2 | U26 | 17/1 | B5 R3 U09 Slot 1 - port 1 B5 R2 SW U26 P17/1 | B5 R3 U09 Slot 1 - port 1 | B5 R2 SW U26 P17/1
3U08 | 2U26 | 162 | TSS | Slot 1 - port 1 |  |  |  |  | MMA1Z00-NS400 |  | B5 | 3 | U10 |  | IB0 | B5 | 2 | U26 | 17/2 | B5 R3 U10 Slot 1 - port 1 B5 R2 SW U26 P17/2 | B5 R3 U10 Slot 1 - port 1 | B5 R2 SW U26 P17/2
3U09 | 2U26 | 163 | TSS | Slot 1 - port 1 | 3M | MFP7E20-N003 | NDR200 2:1 MPO | Aqua | MMA1Z00-NS400 | MMA4Z00-NS | B5 | 3 | U11 |  | IB0 | B5 | 2 | U26 | 18/1 | B5 R3 U11 Slot 1 - port 1 B5 R2 SW U26 P18/1 | B5 R3 U11 Slot 1 - port 1 | B5 R2 SW U26 P18/1
3U10 | 2U26 | 164 | TSS | Slot 1 - port 1 |  |  |  |  | MMA1Z00-NS400 |  | B5 | 3 | U12 |  | IB0 | B5 | 2 | U26 | 18/2 | B5 R3 U12 Slot 1 - port 1 B5 R2 SW U26 P18/2 | B5 R3 U12 Slot 1 - port 1 | B5 R2 SW U26 P18/2
3U11 | 2U26 | 165 | TSS | Slot 1 - port 1 | 3M | MFP7E20-N003 | NDR200 2:1 MPO | Aqua | MMA1Z00-NS400 | MMA4Z00-NS | B5 | 3 | U13 |  | IB0 | B5 | 2 | U26 | 19/1 | B5 R3 U13 Slot 1 - port 1 B5 R2 SW U26 P19/1 | B5 R3 U13 Slot 1 - port 1 | B5 R2 SW U26 P19/1
3U12 | 2U26 | 166 |  | open |  |  |  |  | MMA1Z00-NS400 | [6 empty] | B5 | 2 | U26 | 19/2
3U13 | 2U26 | 167 |  | open | [11 empty] | B5 | 2 | U26 | 20/1
| 2U26 | 168 |  | open | [11 empty] | B5 | 2 | U26 | 20/2
| 2U26 | 169 |  | open | [11 empty] | B5 | 2 | U26 | 21/1
| 2U26 | 170 |  | open | [11 empty] | B5 | 2 | U26 | 21/2
| 2U26 | 171 |  | open | [11 empty] | B5 | 2 | U26 | 22/1
| 2U26 | 172 |  | open | [11 empty] | B5 | 2 | U26 | 22/2
2U43 | 2U26 | 173 | TSS | ISL | 3M | MFP7E10-N003 | NDR direct MPO | Aqua | MMA4Z00-NS | MMA4Z00-NS | B5 | 2 | U43 |  | ISL P11/1 | B5 | 2 | U26 | 23/1 | B5 R2 U43 ISL B5 R2 SW U26 P23/1 | B5 R2 U43 ISL | B5 R2 SW U26 P23/1
2U43 | 2U26 | 174 | TSS | ISL | 3M | MFP7E10-N003 | NDR direct MPO | Aqua |  |  | B5 | 2 | U43 |  | ISL P11/2 | B5 | 2 | U26 | 23/2 | B5 R2 U43 ISL B5 R2 SW U26 P23/2 | B5 R2 U43 ISL | B5 R2 SW U26 P23/2
2U43 | 2U26 | 175 | TSS | ISL | 3M | MFP7E10-N003 | NDR direct MPO | Aqua | MMA4Z00-NS | MMA4Z00-NS | B5 | 2 | U43 |  | ISL P12/1 | B5 | 2 | U26 | 24/1 | B5 R2 U43 ISL B5 R2 SW U26 P24/1 | B5 R2 U43 ISL | B5 R2 SW U26 P24/1
2U43 | 2U26 | 176 | TSS | ISL | 3M | MFP7E10-N003 | NDR direct MPO | Aqua |  |  | B5 | 2 | U43 |  | ISL P12/2 | B5 | 2 | U26 | 24/2 | B5 R2 U43 ISL B5 R2 SW U26 P24/2 | B5 R2 U43 ISL | B5 R2 SW U26 P24/2
2U43 | 2U26 | 177 | TSS | ISL | 3M | MFP7E10-N003 | NDR direct MPO | Aqua | MMA4Z00-NS | MMA4Z00-NS | B5 | 2 | U43 |  | ISL P13/1 | B5 | 2 | U26 | 25/1 | B5 R2 U43 ISL B5 R2 SW U26 P25/1 | B5 R2 U43 ISL | B5 R2 SW U26 P25/1
2U43 | 2U26 | 178 | TSS | ISL | 3M | MFP7E10-N003 | NDR direct MPO | Aqua |  |  | B5 | 2 | U43 |  | ISL P13/2 | B5 | 2 | U26 | 25/2 | B5 R2 U43 ISL B5 R2 SW U26 P25/2 | B5 R2 U43 ISL | B5 R2 SW U26 P25/2
2U43 | 2U26 | 179 | TSS | ISL | 3M | MFP7E10-N003 | NDR direct MPO | Aqua | MMA4Z00-NS | MMA4Z00-NS | B5 | 2 | U43 |  | ISL P14/1 | B5 | 2 | U26 | 26/1 | B5 R2 U43 ISL B5 R2 SW U26 P26/1 | B5 R2 U43 ISL | B5 R2 SW U26 P26/1
2U43 | 2U26 | 180 | TSS | ISL | 3M | MFP7E10-N003 | NDR direct MPO | Aqua |  |  | B5 | 2 | U43 |  | ISL P14/2 | B5 | 2 | U26 | 26/2 | B5 R2 U43 ISL B5 R2 SW U26 P26/2 | B5 R2 U43 ISL | B5 R2 SW U26 P26/2
2U43 | 2U26 | 181 | TSS | ISL | 3M | MFP7E10-N003 | NDR direct MPO | Aqua | MMA4Z00-NS | MMA4Z00-NS | B5 | 2 | U43 |  | ISL P15/1 | B5 | 2 | U26 | 27/1 | B5 R2 U43 ISL B5 R2 SW U26 P27/1 | B5 R2 U43 ISL | B5 R2 SW U26 P27/1
2U43 | 2U26 | 182 | TSS | ISL | 3M | MFP7E10-N003 | NDR direct MPO | Aqua |  |  | B5 | 2 | U43 |  | ISL P15/2 | B5 | 2 | U26 | 27/2 | B5 R2 U43 ISL B5 R2 SW U26 P27/2 | B5 R2 U43 ISL | B5 R2 SW U26 P27/2
3U43 | 2U26 | 183 | TSS | ISL | 5M | MFP7E10-N005 | NDR direct MPO | Aqua | MMA4Z00-NS | MMA4Z00-NS | B5 | 3 | U43 |  | ISL P11/1 | B5 | 2 | U26 | 28/1 | B5 R3 U43 ISL B5 R2 SW U26 P28/1 | B5 R3 U43 ISL | B5 R2 SW U26 P28/1
3U43 | 2U26 | 184 | TSS | ISL | 5M | MFP7E10-N005 | NDR direct MPO | Aqua |  |  | B5 | 3 | U43 |  | ISL P11/2 | B5 | 2 | U26 | 28/2 | B5 R3 U43 ISL B5 R2 SW U26 P28/2 | B5 R3 U43 ISL | B5 R2 SW U26 P28/2
3U43 | 2U26 | 185 | TSS | ISL | 5M | MFP7E10-N005 | NDR direct MPO | Aqua | MMA4Z00-NS | MMA4Z00-NS | B5 | 3 | U43 |  | ISL P12/1 | B5 | 2 | U26 | 29/1 | B5 R3 U43 ISL B5 R2 SW U26 P29/1 | B5 R3 U43 ISL | B5 R2 SW U26 P29/1
3U43 | 2U26 | 186 | TSS | ISL | 5M | MFP7E10-N005 | NDR direct MPO | Aqua |  |  | B5 | 3 | U43 |  | ISL P12/2 | B5 | 2 | U26 | 29/2 | B5 R3 U43 ISL B5 R2 SW U26 P29/2 | B5 R3 U43 ISL | B5 R2 SW U26 P29/2
3U43 | 2U26 | 187 | TSS | ISL | 5M | MFP7E10-N005 | NDR direct MPO | Aqua | MMA4Z00-NS | MMA4Z00-NS | B5 | 3 | U43 |  | ISL P13/1 | B5 | 2 | U26 | 30/1 | B5 R3 U43 ISL B5 R2 SW U26 P30/1 | B5 R3 U43 ISL | B5 R2 SW U26 P30/1
3U43 | 2U26 | 188 | TSS | ISL | 5M | MFP7E10-N005 | NDR direct MPO | Aqua |  |  | B5 | 3 | U43 |  | ISL P13/2 | B5 | 2 | U26 | 30/2 | B5 R3 U43 ISL B5 R2 SW U26 P30/2 | B5 R3 U43 ISL | B5 R2 SW U26 P30/2
3U43 | 2U26 | 189 | TSS | ISL | 5M | MFP7E10-N005 | NDR direct MPO | Aqua | MMA4Z00-NS | MMA4Z00-NS | B5 | 3 | U43 |  | ISL P14/1 | B5 | 2 | U26 | 31/1 | B5 R3 U43 ISL B5 R2 SW U26 P31/1 | B5 R3 U43 ISL | B5 R2 SW U26 P31/1
3U43 | 2U26 | 190 | TSS | ISL | 5M | MFP7E10-N005 | NDR direct MPO | Aqua |  |  | B5 | 3 | U43 |  | ISL P14/2 | B5 | 2 | U26 | 31/2 | B5 R3 U43 ISL B5 R2 SW U26 P31/2 | B5 R3 U43 ISL | B5 R2 SW U26 P31/2
3U43 | 2U26 | 191 | TSS | ISL | 5M | MFP7E10-N005 | NDR direct MPO | Aqua | MMA4Z00-NS | MMA4Z00-NS | B5 | 3 | U43 |  | ISL P15/1 | B5 | 2 | U26 | 32/1 | B5 R3 U43 ISL B5 R2 SW U26 P32/1 | B5 R3 U43 ISL | B5 R2 SW U26 P32/1
3U43 | 2U26 | 192 | TSS | ISL | 5M | MFP7E10-N005 | NDR direct MPO | Aqua |  |  | B5 | 3 | U43 |  | ISL P15/2 | B5 | 2 | U26 | 32/2 | B5 R3 U43 ISL B5 R2 SW U26 P32/2 | B5 R3 U43 ISL | B5 R2 SW U26 P32/2
2U01 | 3U26 | 193 | TSS | HCA3 - Port 1 | 7M | MFP7E20-N007 | NDR200 2:1 MPO | Aqua | MMA1Z00-NS400 | MMA4Z00-NS | B5 | 2 | U01 |  | IB1 | B5 | 3 | U26 | 1/1 | B5 R2 U01 HCA3 - Port 1 B5 R3 SW U26 P1/1 | B5 R2 U01 HCA3 - Port 1 | B5 R3 SW U26 P1/1
2U01 | 3U26 | 194 | TSS | HCA4 - Port 1 |  |  |  |  | MMA1Z00-NS400 |  | B5 | 2 | U01 |  | IB1 | B5 | 3 | U26 | 1/2 | B5 R2 U01 HCA4 - Port 1 B5 R3 SW U26 P1/2 | B5 R2 U01 HCA4 - Port 1 | B5 R3 SW U26 P1/2
2U03 | 3U26 | 195 | TSS | HCA3 - Port 1 | 7M | MFP7E20-N007 | NDR200 2:1 MPO | Aqua | MMA1Z00-NS400 | MMA4Z00-NS | B5 | 2 | U03 |  | IB1 | B5 | 3 | U26 | 2/1 | B5 R2 U03 HCA3 - Port 1 B5 R3 SW U26 P2/1 | B5 R2 U03 HCA3 - Port 1 | B5 R3 SW U26 P2/1
2U03 | 3U26 | 196 | TSS | HCA4 - Port 1 |  |  |  |  | MMA1Z00-NS400 |  | B5 | 2 | U03 |  | IB1 | B5 | 3 | U26 | 2/2 | B5 R2 U03 HCA4 - Port 1 B5 R3 SW U26 P2/2 | B5 R2 U03 HCA4 - Port 1 | B5 R3 SW U26 P2/2
2U05 | 3U26 | 197 | TSS | HCA3 - Port 1 | 7M | MFP7E20-N007 | NDR200 2:1 MPO | Aqua | MMA1Z00-NS400 | MMA4Z00-NS | B5 | 2 | U05 |  | IB1 | B5 | 3 | U26 | 3/1 | B5 R2 U05 HCA3 - Port 1 B5 R3 SW U26 P3/1 | B5 R2 U05 HCA3 - Port 1 | B5 R3 SW U26 P3/1
2U05 | 3U26 | 198 | TSS | HCA4 - Port 1 |  |  |  |  | MMA1Z00-NS400 |  | B5 | 2 | U05 |  | IB1 | B5 | 3 | U26 | 3/2 | B5 R2 U05 HCA4 - Port 1 B5 R3 SW U26 P3/2 | B5 R2 U05 HCA4 - Port 1 | B5 R3 SW U26 P3/2
2U07 | 3U26 | 199 | TSS | HCA3 - Port 1 | 7M | MFP7E20-N007 | NDR200 2:1 MPO | Aqua | MMA1Z00-NS400 | MMA4Z00-NS | B5 | 2 | U07 |  | IB1 | B5 | 3 | U26 | 4/1 | B5 R2 U07 HCA3 - Port 1 B5 R3 SW U26 P4/1 | B5 R2 U07 HCA3 - Port 1 | B5 R3 SW U26 P4/1
2U07 | 3U26 | 200 | TSS | HCA4 - Port 1 |  |  |  |  | MMA1Z00-NS400 |  | B5 | 2 | U07 |  | IB1 | B5 | 3 | U26 | 4/2 | B5 R2 U07 HCA4 - Port 1 B5 R3 SW U26 P4/2 | B5 R2 U07 HCA4 - Port 1 | B5 R3 SW U26 P4/2
2U09 | 3U26 | 201 | TSS | HCA2 - Port 1 | 7M | MFP7E20-N007 | NDR200 2:1 MPO | Aqua | MMA1Z00-NS400 | MMA4Z00-NS | B5 | 2 | U09 |  | IB1 | B5 | 3 | U26 | 5/1 | B5 R2 U09 HCA2 - Port 1 B5 R3 SW U26 P5/1 | B5 R2 U09 HCA2 - Port 1 | B5 R3 SW U26 P5/1
| 3U26 | 202 |  | open |  |  |  |  | N/A | [6 empty] | B5 | 3 | U26 | 5/2
3U28 | 3U26 | 203 | TSS | Slot 1 - port 1 | 1.5M | MCP7Y00-N01A | NDR 2:1 Copper | Black | N/A | N/A | B5 | 3 | U28 |  | IB0 | B5 | 3 | U26 | 6/1 | B5 R3 U28 Slot 1 - port 1 B5 R3 SW U26 P6/1 | B5 R3 U28 Slot 1 - port 1 | B5 R3 SW U26 P6/1
3U29 | 3U26 | 204 | TSS | Slot 1 - port 1 |  |  |  |  | N/A |  | B5 | 3 | U29 |  | IB0 | B5 | 3 | U26 | 6/2 | B5 R3 U29 Slot 1 - port 1 B5 R3 SW U26 P6/2 | B5 R3 U29 Slot 1 - port 1 | B5 R3 SW U26 P6/2
3U30 | 3U26 | 205 | TSS | Slot 1 - port 1 | 1.5M | MCP7Y00-N01A | NDR 2:1 Copper | Black | N/A | N/A | B5 | 3 | U30 |  | IB0 | B5 | 3 | U26 | 7/1 | B5 R3 U30 Slot 1 - port 1 B5 R3 SW U26 P7/1 | B5 R3 U30 Slot 1 - port 1 | B5 R3 SW U26 P7/1
3U31 | 3U26 | 206 | TSS | Slot 1 - port 1 |  |  |  |  | N/A |  | B5 | 3 | U31 |  | IB0 | B5 | 3 | U26 | 7/2 | B5 R3 U31 Slot 1 - port 1 B5 R3 SW U26 P7/2 | B5 R3 U31 Slot 1 - port 1 | B5 R3 SW U26 P7/2
3U32 | 3U26 | 207 | TSS | Slot 1 - port 1 | 1.5M | MCP7Y00-N01A | NDR 2:1 Copper | Black | N/A | N/A | B5 | 3 | U32 |  | IB0 | B5 | 3 | U26 | 8/1 | B5 R3 U32 Slot 1 - port 1 B5 R3 SW U26 P8/1 | B5 R3 U32 Slot 1 - port 1 | B5 R3 SW U26 P8/1
3U33 | 3U26 | 208 | TSS | Slot 1 - port 1 |  |  |  |  | N/A |  | B5 | 3 | U33 |  | IB0 | B5 | 3 | U26 | 8/2 | B5 R3 U33 Slot 1 - port 1 B5 R3 SW U26 P8/2 | B5 R3 U33 Slot 1 - port 1 | B5 R3 SW U26 P8/2
3U34 | 3U26 | 209 | TSS | Riser 5 Slot 1 - port 1 | 1.5M | MCP7Y00-N01A | NDR 2:1 Copper | Black | N/A | N/A | B5 | 3 | U34 |  | IB0 | B5 | 3 | U26 | 9/1 | B5 R3 U34 Riser 5 Slot 1 - port 1 B5 R3 SW U26 P9/1 | B5 R3 U34 Riser 5 Slot 1 - port 1 | B5 R3 SW U26 P9/1
| 3U26 | 210 | TSS | open |  |  |  |  | N/A | [6 empty] | B5 | 3 | U26 | 9/2
#REF! | 3U26 | 211 | TSS | HCA5 - Port 2 | 5M | MFA7U10-H005 | NDR to 2x HDR copper | Black | N/A | N/A | B5 | 2 | U36 |  | IB4 | B5 | 3 | U26 | 10/1 | B5 R2 U36 HCA5 - Port 2 B5 R3 SW U26 P10/1 | B5 R2 U36 HCA5 - Port 2 | B5 R3 SW U26 P10/1
#REF! | 3U26 | 212 | TSS | HCA6 - Port 2 |  |  |  |  | N/A |  | B5 | 2 | U36 |  | IB5 | B5 | 3 | U26 | 10/2 | B5 R2 U36 HCA6 - Port 2 B5 R3 SW U26 P10/2 | B5 R2 U36 HCA6 - Port 2 | B5 R3 SW U26 P10/2
2U36 | 3U26 | 213 | TSS | HCA7 - Port 2 | 5M | MFA7U10-H005 | NDR to 2x HDR copper | Black | N/A | N/A | B5 | 2 | U36 |  | IB6 | B5 | 3 | U26 | 11/1 | B5 R2 U36 HCA7 - Port 2 B5 R3 SW U26 P11/1 | B5 R2 U36 HCA7 - Port 2 | B5 R3 SW U26 P11/1
2U36 | 3U26 | 214 | TSS | HCA8 - Port 2 |  |  |  |  | N/A |  | B5 | 2 | U36 |  | IB7 | B5 | 3 | U26 | 11/2 | B5 R2 U36 HCA8 - Port 2 B5 R3 SW U26 P11/2 | B5 R2 U36 HCA8 - Port 2 | B5 R3 SW U26 P11/2
2U36 | 3U26 | 215 | TSS | HCA5 - Port 2 | 3M | MFA7U10-H003 | NDR to 2x HDR copper | Black | N/A | N/A | B5 | 3 | U36 |  | IB4 | B5 | 3 | U26 | 12/1 | B5 R3 U36 HCA5 - Port 2 B5 R3 SW U26 P12/1 | B5 R3 U36 HCA5 - Port 2 | B5 R3 SW U26 P12/1
2U36 | 3U26 | 216 | TSS | HCA6 - Port 2 |  |  |  |  | N/A |  | B5 | 3 | U36 |  | IB5 | B5 | 3 | U26 | 12/2 | B5 R3 U36 HCA6 - Port 2 B5 R3 SW U26 P12/2 | B5 R3 U36 HCA6 - Port 2 | B5 R3 SW U26 P12/2
3U36 | 3U26 | 217 | TSS | HCA7 - Port 2 | 3M | MFA7U10-H003 | NDR to 2x HDR copper | Black | N/A | N/A | B5 | 3 | U36 |  | IB6 | B5 | 3 | U26 | 13/1 | B5 R3 U36 HCA7 - Port 2 B5 R3 SW U26 P13/1 | B5 R3 U36 HCA7 - Port 2 | B5 R3 SW U26 P13/1
3U36 | 3U26 | 218 | TSS | HCA8 - Port 2 |  |  |  |  | N/A |  | B5 | 3 | U36 |  | IB7 | B5 | 3 | U26 | 13/2 | B5 R3 U36 HCA8 - Port 2 B5 R3 SW U26 P13/2 | B5 R3 U36 HCA8 - Port 2 | B5 R3 SW U26 P13/2
3U36 | 3U26 | 219 | TSS | Slot 3 - port 1 | 7M | MFP7E20-N007 | NDR200 2:1 MPO | Aqua | MMA1Z00-NS400 | MMA4Z00-NS | B5 | 3 | U03 |  | IB1 | B5 | 3 | U26 | 14/1 | B5 R3 U03 Slot 3 - port 1 B5 R3 SW U26 P14/1 | B5 R3 U03 Slot 3 - port 1 | B5 R3 SW U26 P14/1
3U36 | 3U26 | 220 | TSS | Slot 3 - port 1 |  |  |  |  | MMA1Z00-NS400 |  | B5 | 3 | U04 |  | IB1 | B5 | 3 | U26 | 14/2 | B5 R3 U04 Slot 3 - port 1 B5 R3 SW U26 P14/2 | B5 R3 U04 Slot 3 - port 1 | B5 R3 SW U26 P14/2
3U03 | 3U26 | 221 | TSS | Slot 3 - port 1 | 7M | MFP7E20-N007 | NDR200 2:1 MPO | Aqua | MMA1Z00-NS400 | MMA4Z00-NS | B5 | 3 | U05 |  | IB1 | B5 | 3 | U26 | 15/1 | B5 R3 U05 Slot 3 - port 1 B5 R3 SW U26 P15/1 | B5 R3 U05 Slot 3 - port 1 | B5 R3 SW U26 P15/1
3U04 | 3U26 | 222 | TSS | Slot 3 - port 1 |  |  |  |  | MMA1Z00-NS400 |  | B5 | 3 | U06 |  | IB1 | B5 | 3 | U26 | 15/2 | B5 R3 U06 Slot 3 - port 1 B5 R3 SW U26 P15/2 | B5 R3 U06 Slot 3 - port 1 | B5 R3 SW U26 P15/2
3U05 | 3U26 | 223 | TSS | Slot 3 - port 1 | 7M | MFP7E20-N007 | NDR200 2:1 MPO | Aqua | MMA1Z00-NS400 | MMA4Z00-NS | B5 | 3 | U07 |  | IB1 | B5 | 3 | U26 | 16/1 | B5 R3 U07 Slot 3 - port 1 B5 R3 SW U26 P16/1 | B5 R3 U07 Slot 3 - port 1 | B5 R3 SW U26 P16/1
3U06 | 3U26 | 224 | TSS | Slot 3 - port 1 |  |  |  |  | MMA1Z00-NS400 |  | B5 | 3 | U08 |  | IB1 | B5 | 3 | U26 | 16/2 | B5 R3 U08 Slot 3 - port 1 B5 R3 SW U26 P16/2 | B5 R3 U08 Slot 3 - port 1 | B5 R3 SW U26 P16/2
3U07 | 3U26 | 225 | TSS | Slot 3 - port 1 | 7M | MFP7E20-N007 | NDR200 2:1 MPO | Aqua | MMA1Z00-NS400 | MMA4Z00-NS | B5 | 3 | U09 |  | IB1 | B5 | 3 | U26 | 17/1 | B5 R3 U09 Slot 3 - port 1 B5 R3 SW U26 P17/1 | B5 R3 U09 Slot 3 - port 1 | B5 R3 SW U26 P17/1
3U08 | 3U26 | 226 | TSS | Slot 3 - port 1 |  |  |  |  | MMA1Z00-NS400 |  | B5 | 3 | U10 |  | IB1 | B5 | 3 | U26 | 17/2 | B5 R3 U10 Slot 3 - port 1 B5 R3 SW U26 P17/2 | B5 R3 U10 Slot 3 - port 1 | B5 R3 SW U26 P17/2
3U09 | 3U26 | 227 | TSS | Slot 3 - port 1 | 7M | MFP7E20-N007 | NDR200 2:1 MPO | Aqua | MMA1Z00-NS400 | MMA4Z00-NS | B5 | 3 | U11 |  | IB1 | B5 | 3 | U26 | 18/1 | B5 R3 U11 Slot 3 - port 1 B5 R3 SW U26 P18/1 | B5 R3 U11 Slot 3 - port 1 | B5 R3 SW U26 P18/1
3U10 | 3U26 | 228 | TSS | Slot 3 - port 1 |  |  |  |  | MMA1Z00-NS400 |  | B5 | 3 | U12 |  | IB1 | B5 | 3 | U26 | 18/2 | B5 R3 U12 Slot 3 - port 1 B5 R3 SW U26 P18/2 | B5 R3 U12 Slot 3 - port 1 | B5 R3 SW U26 P18/2
3U11 | 3U26 | 229 | TSS | Slot 3 - port 1 | 7M | MFP7E20-N007 | NDR200 2:1 MPO | Aqua | MMA1Z00-NS400 | MMA4Z00-NS | B5 | 3 | U13 |  | IB1 | B5 | 3 | U26 | 19/1 | B5 R3 U13 Slot 3 - port 1 B5 R3 SW U26 P19/1 | B5 R3 U13 Slot 3 - port 1 | B5 R3 SW U26 P19/1
3U12 | 3U26 | 230 | TSS | open |  |  |  |  | MMA1Z00-NS400 | [6 empty] | B5 | 3 | U26 | 19/2
3U13 | 3U26 | 231 |  | open | [11 empty] | B5 | 3 | U26 | 20/1
| 3U26 | 232 |  | open | [11 empty] | B5 | 3 | U26 | 20/2
| 3U26 | 233 |  | open | [11 empty] | B5 | 3 | U26 | 21/1
| 3U26 | 234 |  | open | [11 empty] | B5 | 3 | U26 | 21/2
| 3U26 | 235 |  | open | [11 empty] | B5 | 3 | U26 | 22/1
| 3U26 | 236 |  | open | [11 empty] | B5 | 3 | U26 | 22/2
2U43 | 3U26 | 237 | TSS | ISL | 5M | MFP7E10-N005 | NDR direct MPO | Aqua | MMA4Z00-NS | MMA4Z00-NS | B5 | 2 | U43 |  | ISL P16/1 | B5 | 3 | U26 | 23/1 | B5 R2 U43 ISL B5 R3 SW U26 P23/1 | B5 R2 U43 ISL | B5 R3 SW U26 P23/1
2U43 | 3U26 | 238 | TSS | ISL | 5M | MFP7E10-N005 | NDR direct MPO | Aqua |  |  | B5 | 2 | U43 |  | ISL P16/2 | B5 | 3 | U26 | 23/2 | B5 R2 U43 ISL B5 R3 SW U26 P23/2 | B5 R2 U43 ISL | B5 R3 SW U26 P23/2
2U43 | 3U26 | 239 | TSS | ISL | 5M | MFP7E10-N005 | NDR direct MPO | Aqua | MMA4Z00-NS | MMA4Z00-NS | B5 | 2 | U43 |  | ISL P17/1 | B5 | 3 | U26 | 24/1 | B5 R2 U43 ISL B5 R3 SW U26 P24/1 | B5 R2 U43 ISL | B5 R3 SW U26 P24/1
2U43 | 3U26 | 240 | TSS | ISL | 5M | MFP7E10-N005 | NDR direct MPO | Aqua |  |  | B5 | 2 | U43 |  | ISL P17/2 | B5 | 3 | U26 | 24/2 | B5 R2 U43 ISL B5 R3 SW U26 P24/2 | B5 R2 U43 ISL | B5 R3 SW U26 P24/2
2U43 | 3U26 | 241 | TSS | ISL | 5M | MFP7E10-N005 | NDR direct MPO | Aqua | MMA4Z00-NS | MMA4Z00-NS | B5 | 2 | U43 |  | ISL P18/1 | B5 | 3 | U26 | 25/1 | B5 R2 U43 ISL B5 R3 SW U26 P25/1 | B5 R2 U43 ISL | B5 R3 SW U26 P25/1
2U43 | 3U26 | 242 | TSS | ISL | 5M | MFP7E10-N005 | NDR direct MPO | Aqua |  |  | B5 | 2 | U43 |  | ISL P18/2 | B5 | 3 | U26 | 25/2 | B5 R2 U43 ISL B5 R3 SW U26 P25/2 | B5 R2 U43 ISL | B5 R3 SW U26 P25/2
2U43 | 3U26 | 243 | TSS | ISL | 5M | MFP7E10-N005 | NDR direct MPO | Aqua | MMA4Z00-NS | MMA4Z00-NS | B5 | 2 | U43 |  | ISL P19/1 | B5 | 3 | U26 | 26/1 | B5 R2 U43 ISL B5 R3 SW U26 P26/1 | B5 R2 U43 ISL | B5 R3 SW U26 P26/1
2U43 | 3U26 | 244 | TSS | ISL | 5M | MFP7E10-N005 | NDR direct MPO | Aqua |  |  | B5 | 2 | U43 |  | ISL P19/2 | B5 | 3 | U26 | 26/2 | B5 R2 U43 ISL B5 R3 SW U26 P26/2 | B5 R2 U43 ISL | B5 R3 SW U26 P26/2
2U43 | 3U26 | 245 | TSS | ISL | 5M | MFP7E10-N005 | NDR direct MPO | Aqua | MMA4Z00-NS | MMA4Z00-NS | B5 | 2 | U43 |  | ISL P20/1 | B5 | 3 | U26 | 27/1 | B5 R2 U43 ISL B5 R3 SW U26 P27/1 | B5 R2 U43 ISL | B5 R3 SW U26 P27/1
2U43 | 3U26 | 246 | TSS | ISL | 5M | MFP7E10-N005 | NDR direct MPO | Aqua |  |  | B5 | 2 | U43 |  | ISL P20/2 | B5 | 3 | U26 | 27/2 | B5 R2 U43 ISL B5 R3 SW U26 P27/2 | B5 R2 U43 ISL | B5 R3 SW U26 P27/2
3U43 | 3U26 | 247 | TSS | ISL | 3M | MFP7E10-N003 | NDR direct MPO | Aqua | MMA4Z00-NS | MMA4Z00-NS | B5 | 3 | U43 |  | ISL P16/1 | B5 | 3 | U26 | 28/1 | B5 R3 U43 ISL B5 R3 SW U26 P28/1 | B5 R3 U43 ISL | B5 R3 SW U26 P28/1
3U43 | 3U26 | 248 | TSS | ISL | 3M | MFP7E10-N003 | NDR direct MPO | Aqua |  |  | B5 | 3 | U43 |  | ISL P16/2 | B5 | 3 | U26 | 28/2 | B5 R3 U43 ISL B5 R3 SW U26 P28/2 | B5 R3 U43 ISL | B5 R3 SW U26 P28/2
3U43 | 3U26 | 249 | TSS | ISL | 3M | MFP7E10-N003 | NDR direct MPO | Aqua | MMA4Z00-NS | MMA4Z00-NS | B5 | 3 | U43 |  | ISL P17/1 | B5 | 3 | U26 | 29/1 | B5 R3 U43 ISL B5 R3 SW U26 P29/1 | B5 R3 U43 ISL | B5 R3 SW U26 P29/1
3U43 | 3U26 | 250 | TSS | ISL | 3M | MFP7E10-N003 | NDR direct MPO | Aqua |  |  | B5 | 3 | U43 |  | ISL P17/2 | B5 | 3 | U26 | 29/2 | B5 R3 U43 ISL B5 R3 SW U26 P29/2 | B5 R3 U43 ISL | B5 R3 SW U26 P29/2
3U43 | 3U26 | 251 | TSS | ISL | 3M | MFP7E10-N003 | NDR direct MPO | Aqua | MMA4Z00-NS | MMA4Z00-NS | B5 | 3 | U43 |  | ISL P18/1 | B5 | 3 | U26 | 30/1 | B5 R3 U43 ISL B5 R3 SW U26 P30/1 | B5 R3 U43 ISL | B5 R3 SW U26 P30/1
3U43 | 3U26 | 252 | TSS | ISL | 3M | MFP7E10-N003 | NDR direct MPO | Aqua |  |  | B5 | 3 | U43 |  | ISL P18/2 | B5 | 3 | U26 | 30/2 | B5 R3 U43 ISL B5 R3 SW U26 P30/2 | B5 R3 U43 ISL | B5 R3 SW U26 P30/2
3U43 | 3U26 | 253 | TSS | ISL | 3M | MFP7E10-N003 | NDR direct MPO | Aqua | MMA4Z00-NS | MMA4Z00-NS | B5 | 3 | U43 |  | ISL P19/1 | B5 | 3 | U26 | 31/1 | B5 R3 U43 ISL B5 R3 SW U26 P31/1 | B5 R3 U43 ISL | B5 R3 SW U26 P31/1
3U43 | 3U26 | 254 | TSS | ISL | 3M | MFP7E10-N003 | NDR direct MPO | Aqua |  |  | B5 | 3 | U43 |  | ISL P19/2 | B5 | 3 | U26 | 31/2 | B5 R3 U43 ISL B5 R3 SW U26 P31/2 | B5 R3 U43 ISL | B5 R3 SW U26 P31/2
3U43 | 3U26 | 255 | TSS | ISL | 3M | MFP7E10-N003 | NDR direct MPO | Aqua | MMA4Z00-NS | MMA4Z00-NS | B5 | 3 | U43 |  | ISL P20/1 | B5 | 3 | U26 | 32/1 | B5 R3 U43 ISL B5 R3 SW U26 P32/1 | B5 R3 U43 ISL | B5 R3 SW U26 P32/1
3U43 | 3U26 | 256 | TSS | ISL | 3M | MFP7E10-N003 | NDR direct MPO | Aqua |  |  | B5 | 3 | U43 |  | ISL P20/2 | B5 | 3 | U26 | 32/2 | B5 R3 U43 ISL B5 R3 SW U26 P32/2 | B5 R3 U43 ISL | B5 R3 SW U26 P32/2

## Ethernet Labels
vlookup server | vlookup sw | Index | Facility | Card | Cable Length | Dell P/N | Cable Type | Cable Color | Server Transceiver | Switch Transceiver | Row | Rack | Node | Sled | Interface | Row | Rack | Switch | Port | Label | TSS Top | TSS Bottom | U Height | Device Position | Sled number | CMSH Switchport config commands - server hostname column must be populated | CMSH rackview config commands - Server Hostname, U height and Device Position columns must be populated
1OU01 | 1OU03 | 1 | Franklin | Slot 3 OCP - port 1 | 1M | 470-ACEX | SFP28 TwinAx | Black | N/A | N/A | B5 | 1 | OU01 |  | 25Gb1 | B5 | 1 | OU03 | 1 | B5 R1 OU01 Slot 3 OCP - port 1 B5 R1 SW OU03 P1 | B5 R1 OU01 Slot 3 OCP - port 1 | B5 R1 SW OU03 P1 | 2 | #REF! | #REF! | #REF! | #REF!
1OU02 | 1OU03 | 2 | Franklin | Slot 3 OCP - port 1 | 1M | 470-ACEX | SFP28 TwinAx | Black | N/A | N/A | B5 | 1 | OU02 |  | 25Gb1 | B5 | 1 | OU03 | 2 | B5 R1 OU02 Slot 3 OCP - port 1 B5 R1 SW OU03 P2 | B5 R1 OU02 Slot 3 OCP - port 1 | B5 R1 SW OU03 P2
1OU04 | 1OU03 | 3 | Franklin | Slot 3 OCP - port 1 | 1M | 470-ACEX | SFP28 TwinAx | Black | N/A | N/A | B5 | 1 | OU04 |  | 25Gb1 | B5 | 1 | OU03 | 3 | B5 R1 OU04 Slot 3 OCP - port 1 B5 R1 SW OU03 P3 | B5 R1 OU04 Slot 3 OCP - port 1 | B5 R1 SW OU03 P3
1OU05 | 1OU03 | 4 | Franklin | Slot 3 OCP - port 1 | 1M | 470-ACEX | SFP28 TwinAx | Black | N/A | N/A | B5 | 1 | OU05 |  | 25Gb1 | B5 | 1 | OU03 | 4 | B5 R1 OU05 Slot 3 OCP - port 1 B5 R1 SW OU03 P4 | B5 R1 OU05 Slot 3 OCP - port 1 | B5 R1 SW OU03 P4
1OU06 | 1OU03 | 5 | Franklin | Slot 3 OCP - port 1 | 1M | 470-ACEX | SFP28 TwinAx | Black | N/A | N/A | B5 | 1 | OU06 |  | 25Gb1 | B5 | 1 | OU03 | 5 | B5 R1 OU06 Slot 3 OCP - port 1 B5 R1 SW OU03 P5 | B5 R1 OU06 Slot 3 OCP - port 1 | B5 R1 SW OU03 P5
1OU07 | 1OU03 | 6 | Franklin | Slot 3 OCP - port 1 | 2M | 470-ACFB | SFP28 TwinAx | Black | N/A | N/A | B5 | 1 | OU07 |  | 25Gb1 | B5 | 1 | OU03 | 6 | B5 R1 OU07 Slot 3 OCP - port 1 B5 R1 SW OU03 P6 | B5 R1 OU07 Slot 3 OCP - port 1 | B5 R1 SW OU03 P6
1OU11 | 1OU03 | 7 | Franklin | Slot 3 OCP - port 1 | 2M | 470-ACFB | SFP28 TwinAx | Black | N/A | N/A | B5 | 1 | OU11 |  | 25Gb1 | B5 | 1 | OU03 | 7 | B5 R1 OU11 Slot 3 OCP - port 1 B5 R1 SW OU03 P7 | B5 R1 OU11 Slot 3 OCP - port 1 | B5 R1 SW OU03 P7
1OU12 | 1OU03 | 8 | Franklin | Slot 3 OCP - port 1 | 2M | 470-ACFB | SFP28 TwinAx | Black | N/A | N/A | B5 | 1 | OU12 |  | 25Gb1 | B5 | 1 | OU03 | 8 | B5 R1 OU12 Slot 3 OCP - port 1 B5 R1 SW OU03 P8 | B5 R1 OU12 Slot 3 OCP - port 1 | B5 R1 SW OU03 P8
1OU13 | 1OU03 | 9 | Franklin | Slot 3 OCP - port 1 | 2M | 470-ACFB | SFP28 TwinAx | Black | N/A | N/A | B5 | 1 | OU13 |  | 25Gb1 | B5 | 1 | OU03 | 9 | B5 R1 OU13 Slot 3 OCP - port 1 B5 R1 SW OU03 P9 | B5 R1 OU13 Slot 3 OCP - port 1 | B5 R1 SW OU03 P9
1OU14 | 1OU03 | 10 | Franklin | Slot 3 OCP - port 1 | 2M | 470-ACFB | SFP28 TwinAx | Black | N/A | N/A | B5 | 1 | OU14 |  | 25Gb1 | B5 | 1 | OU03 | 10 | B5 R1 OU14 Slot 3 OCP - port 1 B5 R1 SW OU03 P10 | B5 R1 OU14 Slot 3 OCP - port 1 | B5 R1 SW OU03 P10
1OU15 | 1OU03 | 11 | Franklin | Slot 3 OCP - port 1 | 2M | 470-ACFB | SFP28 TwinAx | Black | N/A | N/A | B5 | 1 | OU15 |  | 25Gb1 | B5 | 1 | OU03 | 11 | B5 R1 OU15 Slot 3 OCP - port 1 B5 R1 SW OU03 P11 | B5 R1 OU15 Slot 3 OCP - port 1 | B5 R1 SW OU03 P11
1OU16 | 1OU03 | 12 | Franklin | Slot 3 OCP - port 1 | 2M | 470-ACFB | SFP28 TwinAx | Black | N/A | N/A | B5 | 1 | OU16 |  | 25Gb1 | B5 | 1 | OU03 | 12 | B5 R1 OU16 Slot 3 OCP - port 1 B5 R1 SW OU03 P12 | B5 R1 OU16 Slot 3 OCP - port 1 | B5 R1 SW OU03 P12
1OU17 | 1OU03 | 13 | Franklin | Slot 3 OCP - port 1 | 2M | 470-ACFB | SFP28 TwinAx | Black | N/A | N/A | B5 | 1 | OU17 |  | 25Gb1 | B5 | 1 | OU03 | 13 | B5 R1 OU17 Slot 3 OCP - port 1 B5 R1 SW OU03 P13 | B5 R1 OU17 Slot 3 OCP - port 1 | B5 R1 SW OU03 P13
1OU18 | 1OU03 | 14 | Franklin | Slot 3 OCP - port 1 | 2M | 470-ACFB | SFP28 TwinAx | Black | N/A | N/A | B5 | 1 | OU18 |  | 25Gb1 | B5 | 1 | OU03 | 14 | B5 R1 OU18 Slot 3 OCP - port 1 B5 R1 SW OU03 P14 | B5 R1 OU18 Slot 3 OCP - port 1 | B5 R1 SW OU03 P14
1OU19 | 1OU03 | 15 | Franklin | Slot 3 OCP - port 1 | 2M | 470-ACFB | SFP28 TwinAx | Black | N/A | N/A | B5 | 1 | OU19 |  | 25Gb1 | B5 | 1 | OU03 | 15 | B5 R1 OU19 Slot 3 OCP - port 1 B5 R1 SW OU03 P15 | B5 R1 OU19 Slot 3 OCP - port 1 | B5 R1 SW OU03 P15
1OU20 | 1OU03 | 16 | Franklin | Slot 3 OCP - port 1 | 2M | 470-ACFB | SFP28 TwinAx | Black | N/A | N/A | B5 | 1 | OU20 |  | 25Gb1 | B5 | 1 | OU03 | 16 | B5 R1 OU20 Slot 3 OCP - port 1 B5 R1 SW OU03 P16 | B5 R1 OU20 Slot 3 OCP - port 1 | B5 R1 SW OU03 P16
1OU21 | 1OU03 | 17 | Franklin | Slot 3 OCP - port 1 | 2M | 470-ACFB | SFP28 TwinAx | Black | N/A | N/A | B5 | 1 | OU21 |  | 25Gb1 | B5 | 1 | OU03 | 17 | B5 R1 OU21 Slot 3 OCP - port 1 B5 R1 SW OU03 P17 | B5 R1 OU21 Slot 3 OCP - port 1 | B5 R1 SW OU03 P17
1OU27 | 1OU03 | 18 | Franklin | Slot 3 OCP - port 1 | 2.5M | 470-AENF | SFP28 TwinAx | Black | N/A | N/A | B5 | 1 | OU27 |  | 25Gb1 | B5 | 1 | OU03 | 18 | B5 R1 OU27 Slot 3 OCP - port 1 B5 R1 SW OU03 P18 | B5 R1 OU27 Slot 3 OCP - port 1 | B5 R1 SW OU03 P18
1OU28 | 1OU03 | 19 | Franklin | Slot 3 OCP - port 1 | 2.5M | 470-AENF | SFP28 TwinAx | Black | N/A | N/A | B5 | 1 | OU28 |  | 25Gb1 | B5 | 1 | OU03 | 19 | B5 R1 OU28 Slot 3 OCP - port 1 B5 R1 SW OU03 P19 | B5 R1 OU28 Slot 3 OCP - port 1 | B5 R1 SW OU03 P19
1OU29 | 1OU03 | 20 | Franklin | Slot 3 OCP - port 1 | 2.5M | 470-AENF | SFP28 TwinAx | Black | N/A | N/A | B5 | 1 | OU29 |  | 25Gb1 | B5 | 1 | OU03 | 20 | B5 R1 OU29 Slot 3 OCP - port 1 B5 R1 SW OU03 P20 | B5 R1 OU29 Slot 3 OCP - port 1 | B5 R1 SW OU03 P20
1OU30 | 1OU03 | 21 | Franklin | Slot 3 OCP - port 1 | 2.5M | 470-AENF | SFP28 TwinAx | Black | N/A | N/A | B5 | 1 | OU30 |  | 25Gb1 | B5 | 1 | OU03 | 21 | B5 R1 OU30 Slot 3 OCP - port 1 B5 R1 SW OU03 P21 | B5 R1 OU30 Slot 3 OCP - port 1 | B5 R1 SW OU03 P21
1OU31 | 1OU03 | 22 | Franklin | Slot 3 OCP - port 1 | 2.5M | 470-AENF | SFP28 TwinAx | Black | N/A | N/A | B5 | 1 | OU31 |  | 25Gb1 | B5 | 1 | OU03 | 22 | B5 R1 OU31 Slot 3 OCP - port 1 B5 R1 SW OU03 P22 | B5 R1 OU31 Slot 3 OCP - port 1 | B5 R1 SW OU03 P22
1OU32 | 1OU03 | 23 | Franklin | Slot 3 OCP - port 1 | 2.5M | 470-AENF | SFP28 TwinAx | Black | N/A | N/A | B5 | 1 | OU32 |  | 25Gb1 | B5 | 1 | OU03 | 23 | B5 R1 OU32 Slot 3 OCP - port 1 B5 R1 SW OU03 P23 | B5 R1 OU32 Slot 3 OCP - port 1 | B5 R1 SW OU03 P23
1OU33 | 1OU03 | 24 | Franklin | Slot 3 OCP - port 1 | 2.5M | 470-AENF | SFP28 TwinAx | Black | N/A | N/A | B5 | 1 | OU33 |  | 25Gb1 | B5 | 1 | OU03 | 24 | B5 R1 OU33 Slot 3 OCP - port 1 B5 R1 SW OU03 P24 | B5 R1 OU33 Slot 3 OCP - port 1 | B5 R1 SW OU03 P24
1OU34 | 1OU03 | 25 | Franklin | Slot 3 OCP - port 1 | 2.5M | 470-AENF | SFP28 TwinAx | Black | N/A | N/A | B5 | 1 | OU34 |  | 25Gb1 | B5 | 1 | OU03 | 25 | B5 R1 OU34 Slot 3 OCP - port 1 B5 R1 SW OU03 P25 | B5 R1 OU34 Slot 3 OCP - port 1 | B5 R1 SW OU03 P25
1OU35 | 1OU03 | 26 | Franklin | Slot 3 OCP - port 1 | 2.5M | 470-AENF | SFP28 TwinAx | Black | N/A | N/A | B5 | 1 | OU35 |  | 25Gb1 | B5 | 1 | OU03 | 26 | B5 R1 OU35 Slot 3 OCP - port 1 B5 R1 SW OU03 P26 | B5 R1 OU35 Slot 3 OCP - port 1 | B5 R1 SW OU03 P26
1OU36 | 1OU03 | 27 | Franklin | Slot 3 OCP - port 1 | 2.5M | 470-AENF | SFP28 TwinAx | Black | N/A | N/A | B5 | 1 | OU36 |  | 25Gb1 | B5 | 1 | OU03 | 27 | B5 R1 OU36 Slot 3 OCP - port 1 B5 R1 SW OU03 P27 | B5 R1 OU36 Slot 3 OCP - port 1 | B5 R1 SW OU03 P27
1OU37 | 1OU03 | 28 | Franklin | Slot 3 OCP - port 1 | 2.5M | 470-AENF | SFP28 TwinAx | Black | N/A | N/A | B5 | 1 | OU37 |  | 25Gb1 | B5 | 1 | OU03 | 28 | B5 R1 OU37 Slot 3 OCP - port 1 B5 R1 SW OU03 P28 | B5 R1 OU37 Slot 3 OCP - port 1 | B5 R1 SW OU03 P28
1OU41 | 1OU03 | 29 | Franklin | Slot 3 OCP - port 1 | 3M | 470-ACEU | SFP28 TwinAx | Black | N/A | N/A | B5 | 1 | OU41 |  | 25Gb1 | B5 | 1 | OU03 | 29 | B5 R1 OU41 Slot 3 OCP - port 1 B5 R1 SW OU03 P29 | B5 R1 OU41 Slot 3 OCP - port 1 | B5 R1 SW OU03 P29
1OU42 | 1OU03 | 30 | Franklin | Slot 3 OCP - port 1 | 3M | 470-ACEU | SFP28 TwinAx | Black | N/A | N/A | B5 | 1 | OU42 |  | 25Gb1 | B5 | 1 | OU03 | 30 | B5 R1 OU42 Slot 3 OCP - port 1 B5 R1 SW OU03 P30 | B5 R1 OU42 Slot 3 OCP - port 1 | B5 R1 SW OU03 P30
1OU43 | 1OU03 | 31 | Franklin | Slot 3 OCP - port 1 | 3M | 470-ACEU | SFP28 TwinAx | Black | N/A | N/A | B5 | 1 | OU43 |  | 25Gb1 | B5 | 1 | OU03 | 31 | B5 R1 OU43 Slot 3 OCP - port 1 B5 R1 SW OU03 P31 | B5 R1 OU43 Slot 3 OCP - port 1 | B5 R1 SW OU03 P31
1OU44 | 1OU03 | 32 | Franklin | Slot 3 OCP - port 1 | 3M | 470-ACEU | SFP28 TwinAx | Black | N/A | N/A | B5 | 1 | OU44 |  | 25Gb1 | B5 | 1 | OU03 | 32 | B5 R1 OU44 Slot 3 OCP - port 1 B5 R1 SW OU03 P32 | B5 R1 OU44 Slot 3 OCP - port 1 | B5 R1 SW OU03 P32
1OU45 | 1OU03 | 33 | Franklin | Slot 3 OCP - port 1 | 3M | 470-ACEU | SFP28 TwinAx | Black | N/A | N/A | B5 | 1 | OU45 |  | 25Gb1 | B5 | 1 | OU03 | 33 | B5 R1 OU45 Slot 3 OCP - port 1 B5 R1 SW OU03 P33 | B5 R1 OU45 Slot 3 OCP - port 1 | B5 R1 SW OU03 P33
1OU46 | 1OU03 | 34 | Franklin | Slot 3 OCP - port 1 | 3M | 470-ACEU | SFP28 TwinAx | Black | N/A | N/A | B5 | 1 | OU46 |  | 25Gb1 | B5 | 1 | OU03 | 34 | B5 R1 OU46 Slot 3 OCP - port 1 B5 R1 SW OU03 P34 | B5 R1 OU46 Slot 3 OCP - port 1 | B5 R1 SW OU03 P34
1OU47 | 1OU03 | 35 | Franklin | Slot 3 OCP - port 1 | 3M | 470-ACEU | SFP28 TwinAx | Black | N/A | N/A | B5 | 1 | OU47 |  | 25Gb1 | B5 | 1 | OU03 | 35 | B5 R1 OU47 Slot 3 OCP - port 1 B5 R1 SW OU03 P35 | B5 R1 OU47 Slot 3 OCP - port 1 | B5 R1 SW OU03 P35
1OU48 | 1OU03 | 36 | Franklin | Slot 3 OCP - port 1 | 3M | 470-ACEU | SFP28 TwinAx | Black | N/A | N/A | B5 | 1 | OU48 |  | 25Gb1 | B5 | 1 | OU03 | 36 | B5 R1 OU48 Slot 3 OCP - port 1 B5 R1 SW OU03 P36 | B5 R1 OU48 Slot 3 OCP - port 1 | B5 R1 SW OU03 P36
1OU08 | 1OU03 | 37 | Franklin | MGMT IN | 4FT | 4FT-CAT6 | CAT6 | Blue | N/A | 407-BBOS | B5 | 1 | OU08 |  | MGMT IN | B5 | 1 | OU03 | 37 | B5 R1 OU08 MGMT IN B5 R1 SW OU03 P37 | B5 R1 OU08 MGMT IN | B5 R1 SW OU03 P37
1IRC | 1OU03 | 38 | Franklin | MGMT | 7FT | 7FT-CAT6 | CAT6 | Blue | N/A | 407-BBOS | B5 | 1 | IRC |  | MGMT | B5 | 1 | OU03 | 38 | B5 R1 IRC MGMT B5 R1 SW OU03 P38 | B5 R1 IRC MGMT | B5 R1 SW OU03 P38
| 1OU03 | 39 |  | open | [11 empty] | B5 | 1 | OU03 | 39
| 1OU03 | 40 |  | open | [11 empty] | B5 | 1 | OU03 | 40
| 1OU03 | 41 |  | open | [11 empty] | B5 | 1 | OU03 | 41
| 1OU03 | 42 |  | open | [11 empty] | B5 | 1 | OU03 | 42
| 1OU03 | 43 |  | open | [11 empty] | B5 | 1 | OU03 | 43
| 1OU03 | 44 |  | open | [11 empty] | B5 | 1 | OU03 | 44
| 1OU03 | 45 |  | open | [11 empty] | B5 | 1 | OU03 | 45
| 1OU03 | 46 |  | open | [11 empty] | B5 | 1 | OU03 | 46
| 1OU03 | 47 |  | open | [11 empty] | B5 | 1 | OU03 | 47
| 1OU03 | 48 |  | open | [11 empty] | B5 | 1 | OU03 | 48
| 1OU03 | 49 |  | open | [11 empty] | B5 | 1 | OU03 | 49-50 QSFP-DD
| 1OU03 | 50 |  | open | [11 empty] | B5 | 1 | OU03 | 49-50 QSFP-DD
| 1OU03 | 51 |  | open | [11 empty] | B5 | 1 | OU03 | 51-52 QSFP-DD
| 1OU03 | 52 |  | open | [11 empty] | B5 | 1 | OU03 | 51-52 QSFP-DD
| 1OU03 | 53 |  | open | [11 empty] | B5 | 1 | OU03 | 53 - QSFP28
| 1OU03 | 54 |  | open | [11 empty] | B5 | 1 | OU03 | 54 - QSFP28
in use - ISLin use - ISL | 1OU03 | 55 |  | in use - ISL | in use - ISL | in use - ISL | in use - ISL | in use - ISL | in use - ISL | in use - ISL | in use - ISL | in use - ISL | in use - ISL | in use - ISL | in use - ISL | B5 | 1 | OU03 | 55 - QSFP28
in use - ISLin use - ISL | 1OU03 | 56 |  | in use - ISL | in use - ISL | in use - ISL | in use - ISL | in use - ISL | in use - ISL | in use - ISL | in use - ISL | in use - ISL | in use - ISL | in use - ISL | in use - ISL | B5 | 1 | OU03 | 56 - QSFP28
2U13 | 2U22 | 57 | TSS | MGMT | 4FT | 4FT-CAT6 | CAT6 | Blue | N/A | 407-BBOS | B5 | 2 | U13 | -NODE1 | MGMT | B5 | 2 | U22 | 1 | B5 R2 U13 MGMT B5 R2 SW U22 P1 | B5 R2 U13 MGMT | B5 R2 SW U22 P1
2U13 | 2U22 | 58 | TSS | MGMT | 4FT | 4FT-CAT6 | CAT6 | Blue | N/A | 407-BBOS | B5 | 2 | U13 | -NODE2 | MGMT | B5 | 2 | U22 | 2 | B5 R2 U13 MGMT B5 R2 SW U22 P2 | B5 R2 U13 MGMT | B5 R2 SW U22 P2
2U13 | 2U22 | 59 | TSS | MGMT | 5FT | 5FT-CAT6 | CAT6 | Blue | N/A | 407-BBOS | B5 | 2 | U13 | -NODE3 | MGMT | B5 | 2 | U22 | 3 | B5 R2 U13 MGMT B5 R2 SW U22 P3 | B5 R2 U13 MGMT | B5 R2 SW U22 P3
2U13 | 2U22 | 60 | TSS | MGMT | 5FT | 5FT-CAT6 | CAT6 | Blue | N/A | 407-BBOS | B5 | 2 | U13 | -NODE4 | MGMT | B5 | 2 | U22 | 4 | B5 R2 U13 MGMT B5 R2 SW U22 P4 | B5 R2 U13 MGMT | B5 R2 SW U22 P4
2U20 | 2U22 | 61 | TSS | MGMT | 3FT | 3FT-CAT6 | CAT6 | Blue | N/A | 407-BBOS | B5 | 2 | U20 | -SPA | MGMT | B5 | 2 | U22 | 5 | B5 R2 U20 MGMT B5 R2 SW U22 P5 | B5 R2 U20 MGMT | B5 R2 SW U22 P5
2U20 | 2U22 | 62 | TSS | MGMT | 3FT | 3FT-CAT6 | CAT6 | Blue | N/A | 407-BBOS | B5 | 2 | U20 | -SPB | MGMT | B5 | 2 | U22 | 6 | B5 R2 U20 MGMT B5 R2 SW U22 P6 | B5 R2 U20 MGMT | B5 R2 SW U22 P6
2U20 | 2U22 | 63 | TSS | iSCSI A0 | 1M | 470-ACEX | SFP28 TwinAx | Black | N/A | N/A | B5 | 2 | U20 | -SPA | A0 | B5 | 2 | U22 | 7 | B5 R2 U20 iSCSI A0 B5 R2 SW U22 P7 | B5 R2 U20 iSCSI A0 | B5 R2 SW U22 P7
2U20 | 2U22 | 64 | TSS | iSCSI A1 | 1M | 470-ACEX | SFP28 TwinAx | Black | N/A | N/A | B5 | 2 | U20 | -SPA | A1 | B5 | 2 | U22 | 8 | B5 R2 U20 iSCSI A1 B5 R2 SW U22 P8 | B5 R2 U20 iSCSI A1 | B5 R2 SW U22 P8
2U20 | 2U22 | 65 | TSS | iSCSI B0 | 1M | 470-ACEX | SFP28 TwinAx | Black | N/A | N/A | B5 | 2 | U20 | -SPB | B0 | B5 | 2 | U22 | 9 | B5 R2 U20 iSCSI B0 B5 R2 SW U22 P9 | B5 R2 U20 iSCSI B0 | B5 R2 SW U22 P9
2U20 | 2U22 | 66 | TSS | iSCSI B1 | 1M | 470-ACEX | SFP28 TwinAx | Black | N/A | N/A | B5 | 2 | U20 | -SPB | B1 | B5 | 2 | U22 | 10 | B5 R2 U20 iSCSI B1 B5 R2 SW U22 P10 | B5 R2 U20 iSCSI B1 | B5 R2 SW U22 P10
2U28 | 2U22 | 67 | TSS | OCP - port 1 | 2M | 470-ACFB | SFP28 TwinAx | Black | N/A | N/A | B5 | 2 | U28 |  | 25Gb1 | B5 | 2 | U22 | 11 | B5 R2 U28 OCP - port 1 B5 R2 SW U22 P11 | B5 R2 U28 OCP - port 1 | B5 R2 SW U22 P11
2U29 | 2U22 | 68 | TSS | OCP - port 1 | 2M | 470-ACFB | SFP28 TwinAx | Black | N/A | N/A | B5 | 2 | U29 |  | 25Gb1 | B5 | 2 | U22 | 12 | B5 R2 U29 OCP - port 1 B5 R2 SW U22 P12 | B5 R2 U29 OCP - port 1 | B5 R2 SW U22 P12
2U30 | 2U22 | 69 | TSS | OCP - port 1 | 2M | 470-ACFB | SFP28 TwinAx | Black | N/A | N/A | B5 | 2 | U30 |  | 25Gb1 | B5 | 2 | U22 | 13 | B5 R2 U30 OCP - port 1 B5 R2 SW U22 P13 | B5 R2 U30 OCP - port 1 | B5 R2 SW U22 P13
2U31 | 2U22 | 70 | TSS | OCP - port 1 | 2M | 470-ACFB | SFP28 TwinAx | Black | N/A | N/A | B5 | 2 | U31 |  | 25Gb1 | B5 | 2 | U22 | 14 | B5 R2 U31 OCP - port 1 B5 R2 SW U22 P14 | B5 R2 U31 OCP - port 1 | B5 R2 SW U22 P14
2U32 | 2U22 | 71 | TSS | OCP - port 1 | 2M | 470-ACFB | SFP28 TwinAx | Black | N/A | N/A | B5 | 2 | U32 |  | 25Gb1 | B5 | 2 | U22 | 15 | B5 R2 U32 OCP - port 1 B5 R2 SW U22 P15 | B5 R2 U32 OCP - port 1 | B5 R2 SW U22 P15
2U33 | 2U22 | 72 | TSS | OCP - port 1 | 2M | 470-ACFB | SFP28 TwinAx | Black | N/A | N/A | B5 | 2 | U33 |  | 25Gb1 | B5 | 2 | U22 | 16 | B5 R2 U33 OCP - port 1 B5 R2 SW U22 P16 | B5 R2 U33 OCP - port 1 | B5 R2 SW U22 P16
2U34 | 2U22 | 73 | TSS | OCP - port 1 | 2M | 470-ACFB | SFP28 TwinAx | Black | N/A | N/A | B5 | 2 | U34 |  | 25Gb1 | B5 | 2 | U22 | 17 | B5 R2 U34 OCP - port 1 B5 R2 SW U22 P17 | B5 R2 U34 OCP - port 1 | B5 R2 SW U22 P17
2U36 | 2U22 | 74 | TSS | LAN1 | 6FT | 6FT-CAT6 | CAT6 | Blue | N/A | 407-BBOS | B5 | 2 | U36 |  | LAN1 | B5 | 2 | U22 | 18 | B5 R2 U36 LAN1 B5 R2 SW U22 P18 | B5 R2 U36 LAN1 | B5 R2 SW U22 P18
2PDU L3 | 2U22 | 75 | TSS | MGMT IN | 3FT | 3FT-CAT6 | CAT6 | Blue | N/A | 407-BBOS | B5 | 2 | PDU L3 |  | MGMT IN | B5 | 2 | U22 | 19 | B5 R2 PDU L3 MGMT IN B5 R2 SW U22 P19 | B5 R2 PDU L3 MGMT IN | B5 R2 SW U22 P19
2U39 | 2U22 | 76 | TSS | ISL | 3M | 470-ACEU | SFP28 TwinAx | Black | N/A | N/A | B5 | 2 | U39 |  | ISL P65 | B5 | 2 | U22 | 20 | B5 R2 U39 ISL B5 R2 SW U22 P20 | B5 R2 U39 ISL | B5 R2 SW U22 P20
| 2U22 | 77 |  | open | [11 empty] | B5 | 2 | U22 | 21
| 2U22 | 78 |  | open | [11 empty] | B5 | 2 | U22 | 22
| 2U22 | 79 |  | open | [11 empty] | B5 | 2 | U22 | 23
| 2U22 | 80 |  | open | [11 empty] | B5 | 2 | U22 | 24
| 2U22 | 81 |  | open | [11 empty] | B5 | 2 | U22 | 25
| 2U22 | 82 |  | open | [11 empty] | B5 | 2 | U22 | 26
| 2U22 | 83 |  | open | [11 empty] | B5 | 2 | U22 | 27
| 2U22 | 84 |  | open | [11 empty] | B5 | 2 | U22 | 28
| 2U22 | 85 |  | open | [11 empty] | B5 | 2 | U22 | 29
| 2U22 | 86 |  | open | [11 empty] | B5 | 2 | U22 | 30
| 2U22 | 87 |  | open | [11 empty] | B5 | 2 | U22 | 31
| 2U22 | 88 |  | open | [11 empty] | B5 | 2 | U22 | 32
| 2U22 | 89 |  | open | [11 empty] | B5 | 2 | U22 | 33
| 2U22 | 90 |  | open | [11 empty] | B5 | 2 | U22 | 34
| 2U22 | 91 |  | open | [11 empty] | B5 | 2 | U22 | 35
| 2U22 | 92 |  | open | [11 empty] | B5 | 2 | U22 | 36
| 2U22 | 93 |  | open | [11 empty] | B5 | 2 | U22 | 37
| 2U22 | 94 |  | open | [11 empty] | B5 | 2 | U22 | 38
| 2U22 | 95 |  | open | [11 empty] | B5 | 2 | U22 | 39
| 2U22 | 96 |  | open | [11 empty] | B5 | 2 | U22 | 40
| 2U22 | 97 |  | open | [11 empty] | B5 | 2 | U22 | 41
| 2U22 | 98 |  | open | [11 empty] | B5 | 2 | U22 | 42
| 2U22 | 99 |  | open | [11 empty] | B5 | 2 | U22 | 43
| 2U22 | 100 |  | open | [11 empty] | B5 | 2 | U22 | 44
| 2U22 | 101 |  | open | [11 empty] | B5 | 2 | U22 | 45
| 2U22 | 102 |  | open | [11 empty] | B5 | 2 | U22 | 46
| 2U22 | 103 |  | open | [11 empty] | B5 | 2 | U22 | 47
| 2U22 | 104 |  | open | [11 empty] | B5 | 2 | U22 | 48
| 2U22 | 105 |  | open | [11 empty] | B5 | 2 | U22 | 49-50 QSFP-DD
| 2U22 | 106 |  | open | [11 empty] | B5 | 2 | U22 | 49-50 QSFP-DD
| 2U22 | 107 |  | open | [11 empty] | B5 | 2 | U22 | 51-52 QSFP-DD
| 2U22 | 108 |  | open | [11 empty] | B5 | 2 | U22 | 51-52 QSFP-DD
| 2U22 | 109 |  | open | [11 empty] | B5 | 2 | U22 | 53 - QSFP28
| 2U22 | 110 |  | open | [11 empty] | B5 | 2 | U22 | 54 - QSFP28
in use - ISLin use - ISL | 2U22 | 111 | TSS | in use - ISL | in use - ISL | in use - ISL | in use - ISL | in use - ISL | in use - ISL | in use - ISL | in use - ISL | in use - ISL | in use - ISL | in use - ISL | in use - ISL | B5 | 2 | U22 | 55 - QSFP28
in use - ISLin use - ISL | 2U22 | 112 | TSS | in use - ISL | in use - ISL | in use - ISL | in use - ISL | in use - ISL | in use - ISL | in use - ISL | in use - ISL | in use - ISL | in use - ISL | in use - ISL | in use - ISL | B5 | 2 | U22 | 56 - QSFP28
2U20 | 3U22 | 113 | TSS | iSCSI A2 | 7M | 470-ACIF | SFP28 TwinAx | Black | N/A | N/A | B5 | 2 | U20 | -SPA | A2 | B5 | 3 | U22 | 1 | B5 R2 U20 iSCSI A2 B5 R3 SW U22 P1 | B5 R2 U20 iSCSI A2 | B5 R3 SW U22 P1
2U20 | 3U22 | 114 | TSS | iSCSI A3 | 7M | 470-ACIF | SFP28 TwinAx | Black | N/A | N/A | B5 | 2 | U20 | -SPA | A3 | B5 | 3 | U22 | 2 | B5 R2 U20 iSCSI A3 B5 R3 SW U22 P2 | B5 R2 U20 iSCSI A3 | B5 R3 SW U22 P2
2U20 | 3U22 | 115 | TSS | iSCSI B2 | 7M | 470-ACIF | SFP28 TwinAx | Black | N/A | N/A | B5 | 2 | U20 | -SPB | B2 | B5 | 3 | U22 | 3 | B5 R2 U20 iSCSI B2 B5 R3 SW U22 P3 | B5 R2 U20 iSCSI B2 | B5 R3 SW U22 P3
2U20 | 3U22 | 116 | TSS | iSCSI B3 | 7M | 470-ACIF | SFP28 TwinAx | Black | N/A | N/A | B5 | 2 | U20 | -SPB | B3 | B5 | 3 | U22 | 4 | B5 R2 U20 iSCSI B3 B5 R3 SW U22 P4 | B5 R2 U20 iSCSI B3 | B5 R3 SW U22 P4
3U03 | 3U22 | 117 | TSS | OCP - port 1 | 4FT | 4FT-CAT6 | CAT6 | Blue | N/A | 407-BBOS | B5 | 3 | U03 |  | 1GB1 | B5 | 3 | U22 | 5 | B5 R3 U03 OCP - port 1 B5 R3 SW U22 P5 | B5 R3 U03 OCP - port 1 | B5 R3 SW U22 P5
3U04 | 3U22 | 118 | TSS | OCP - port 1 | 4FT | 4FT-CAT6 | CAT6 | Blue | N/A | 407-BBOS | B5 | 3 | U04 |  | 1GB1 | B5 | 3 | U22 | 6 | B5 R3 U04 OCP - port 1 B5 R3 SW U22 P6 | B5 R3 U04 OCP - port 1 | B5 R3 SW U22 P6
3U05 | 3U22 | 119 | TSS | OCP - port 1 | 4FT | 4FT-CAT6 | CAT6 | Blue | N/A | 407-BBOS | B5 | 3 | U05 |  | 1GB1 | B5 | 3 | U22 | 7 | B5 R3 U05 OCP - port 1 B5 R3 SW U22 P7 | B5 R3 U05 OCP - port 1 | B5 R3 SW U22 P7
3U06 | 3U22 | 120 | TSS | OCP - port 1 | 4FT | 4FT-CAT6 | CAT6 | Blue | N/A | 407-BBOS | B5 | 3 | U06 |  | 1GB1 | B5 | 3 | U22 | 8 | B5 R3 U06 OCP - port 1 B5 R3 SW U22 P8 | B5 R3 U06 OCP - port 1 | B5 R3 SW U22 P8
3U07 | 3U22 | 121 | TSS | OCP - port 1 | 5FT | 5FT-CAT6 | CAT6 | Blue | N/A | 407-BBOS | B5 | 3 | U07 |  | 1GB1 | B5 | 3 | U22 | 9 | B5 R3 U07 OCP - port 1 B5 R3 SW U22 P9 | B5 R3 U07 OCP - port 1 | B5 R3 SW U22 P9
3U08 | 3U22 | 122 | TSS | OCP - port 1 | 5FT | 5FT-CAT6 | CAT6 | Blue | N/A | 407-BBOS | B5 | 3 | U08 |  | 1GB1 | B5 | 3 | U22 | 10 | B5 R3 U08 OCP - port 1 B5 R3 SW U22 P10 | B5 R3 U08 OCP - port 1 | B5 R3 SW U22 P10
3U09 | 3U22 | 123 | TSS | OCP - port 1 | 5FT | 5FT-CAT6 | CAT6 | Blue | N/A | 407-BBOS | B5 | 3 | U09 |  | 1GB1 | B5 | 3 | U22 | 11 | B5 R3 U09 OCP - port 1 B5 R3 SW U22 P11 | B5 R3 U09 OCP - port 1 | B5 R3 SW U22 P11
3U10 | 3U22 | 124 | TSS | OCP - port 1 | 6FT | 6FT-CAT6 | CAT6 | Blue | N/A | 407-BBOS | B5 | 3 | U10 |  | 1GB1 | B5 | 3 | U22 | 12 | B5 R3 U10 OCP - port 1 B5 R3 SW U22 P12 | B5 R3 U10 OCP - port 1 | B5 R3 SW U22 P12
3U11 | 3U22 | 125 | TSS | OCP - port 1 | 6FT | 6FT-CAT6 | CAT6 | Blue | N/A | 407-BBOS | B5 | 3 | U11 |  | 1GB1 | B5 | 3 | U22 | 13 | B5 R3 U11 OCP - port 1 B5 R3 SW U22 P13 | B5 R3 U11 OCP - port 1 | B5 R3 SW U22 P13
3U12 | 3U22 | 126 | TSS | OCP - port 1 | 6FT | 6FT-CAT6 | CAT6 | Blue | N/A | 407-BBOS | B5 | 3 | U12 |  | 1GB1 | B5 | 3 | U22 | 14 | B5 R3 U12 OCP - port 1 B5 R3 SW U22 P14 | B5 R3 U12 OCP - port 1 | B5 R3 SW U22 P14
3U13 | 3U22 | 127 | TSS | OCP - port 1 | 6FT | 6FT-CAT6 | CAT6 | Blue | N/A | 407-BBOS | B5 | 3 | U13 |  | 1GB1 | B5 | 3 | U22 | 15 | B5 R3 U13 OCP - port 1 B5 R3 SW U22 P15 | B5 R3 U13 OCP - port 1 | B5 R3 SW U22 P15
3U28 | 3U22 | 128 | TSS | OCP - port 1 | 2M | 470-ACFB | SFP28 TwinAx | Black | N/A | N/A | B5 | 3 | U28 |  | 25Gb1 | B5 | 3 | U22 | 16 | B5 R3 U28 OCP - port 1 B5 R3 SW U22 P16 | B5 R3 U28 OCP - port 1 | B5 R3 SW U22 P16
3U29 | 3U22 | 129 | TSS | OCP - port 1 | 2M | 470-ACFB | SFP28 TwinAx | Black | N/A | N/A | B5 | 3 | U29 |  | 25Gb1 | B5 | 3 | U22 | 17 | B5 R3 U29 OCP - port 1 B5 R3 SW U22 P17 | B5 R3 U29 OCP - port 1 | B5 R3 SW U22 P17
3U30 | 3U22 | 130 | TSS | OCP - port 1 | 2M | 470-ACFB | SFP28 TwinAx | Black | N/A | N/A | B5 | 3 | U30 |  | 25Gb1 | B5 | 3 | U22 | 18 | B5 R3 U30 OCP - port 1 B5 R3 SW U22 P18 | B5 R3 U30 OCP - port 1 | B5 R3 SW U22 P18
3U31 | 3U22 | 131 | TSS | OCP - port 1 | 2M | 470-ACFB | SFP28 TwinAx | Black | N/A | N/A | B5 | 3 | U31 |  | 25Gb1 | B5 | 3 | U22 | 19 | B5 R3 U31 OCP - port 1 B5 R3 SW U22 P19 | B5 R3 U31 OCP - port 1 | B5 R3 SW U22 P19
3U32 | 3U22 | 132 | TSS | OCP - port 1 | 2M | 470-ACFB | SFP28 TwinAx | Black | N/A | N/A | B5 | 3 | U32 |  | 25Gb1 | B5 | 3 | U22 | 20 | B5 R3 U32 OCP - port 1 B5 R3 SW U22 P20 | B5 R3 U32 OCP - port 1 | B5 R3 SW U22 P20
3U33 | 3U22 | 133 | TSS | OCP - port 1 | 2M | 470-ACFB | SFP28 TwinAx | Black | N/A | N/A | B5 | 3 | U33 |  | 25Gb1 | B5 | 3 | U22 | 21 | B5 R3 U33 OCP - port 1 B5 R3 SW U22 P21 | B5 R3 U33 OCP - port 1 | B5 R3 SW U22 P21
3U34 | 3U22 | 134 | TSS | OCP - port 1 | 2M | 470-ACFB | SFP28 TwinAx | Black | N/A | N/A | B5 | 3 | U34 |  | 25Gb1 | B5 | 3 | U22 | 22 | B5 R3 U34 OCP - port 1 B5 R3 SW U22 P22 | B5 R3 U34 OCP - port 1 | B5 R3 SW U22 P22
3U36 | 3U22 | 135 | TSS | LAN1 | 5FT | 5FT-CAT6 | CAT6 | Blue | N/A | 407-BBOS | B5 | 3 | U36 |  | LAN1 | B5 | 3 | U22 | 23 | B5 R3 U36 LAN1 B5 R3 SW U22 P23 | B5 R3 U36 LAN1 | B5 R3 SW U22 P23
3PDU L3 | 3U22 | 136 | TSS | MGMT IN | 3FT | 3FT-CAT6 | CAT6 | Blue | N/A | 407-BBOS | B5 | 3 | PDU L3 |  | MGMT IN | B5 | 3 | U22 | 24 | B5 R3 PDU L3 MGMT IN B5 R3 SW U22 P24 | B5 R3 PDU L3 MGMT IN | B5 R3 SW U22 P24
3U39 | 3U22 | 137 | TSS | ISL | 3M | 470-ACEU | SFP28 TwinAx | Black | N/A | N/A | B5 | 3 | U39 |  | ISL P65 | B5 | 3 | U22 | 25 | B5 R3 U39 ISL B5 R3 SW U22 P25 | B5 R3 U39 ISL | B5 R3 SW U22 P25
| 3U22 | 138 |  | open | [11 empty] | B5 | 3 | U22 | 26
| 3U22 | 139 |  | open | [11 empty] | B5 | 3 | U22 | 27
| 3U22 | 140 |  | open | [11 empty] | B5 | 3 | U22 | 28
| 3U22 | 141 |  | open | [11 empty] | B5 | 3 | U22 | 29
| 3U22 | 142 |  | open | [11 empty] | B5 | 3 | U22 | 30
| 3U22 | 143 |  | open | [11 empty] | B5 | 3 | U22 | 31
| 3U22 | 144 |  | open | [11 empty] | B5 | 3 | U22 | 32
| 3U22 | 145 |  | open | [11 empty] | B5 | 3 | U22 | 33
| 3U22 | 146 |  | open | [11 empty] | B5 | 3 | U22 | 34
| 3U22 | 147 |  | open | [11 empty] | B5 | 3 | U22 | 35
| 3U22 | 148 |  | open | [11 empty] | B5 | 3 | U22 | 36
| 3U22 | 149 |  | open | [11 empty] | B5 | 3 | U22 | 37
| 3U22 | 150 |  | open | [11 empty] | B5 | 3 | U22 | 38
| 3U22 | 151 |  | open | [11 empty] | B5 | 3 | U22 | 39
| 3U22 | 152 |  | open | [11 empty] | B5 | 3 | U22 | 40
| 3U22 | 153 |  | open | [11 empty] | B5 | 3 | U22 | 41
| 3U22 | 154 |  | open | [11 empty] | B5 | 3 | U22 | 42
| 3U22 | 155 |  | open | [11 empty] | B5 | 3 | U22 | 43
| 3U22 | 156 |  | open | [11 empty] | B5 | 3 | U22 | 44
| 3U22 | 157 |  | open | [11 empty] | B5 | 3 | U22 | 45
| 3U22 | 158 |  | open | [11 empty] | B5 | 3 | U22 | 46
| 3U22 | 159 |  | open | [11 empty] | B5 | 3 | U22 | 47
| 3U22 | 160 |  | open | [11 empty] | B5 | 3 | U22 | 48
| 3U22 | 161 |  | open | [11 empty] | B5 | 3 | U22 | 49-50 QSFP-DD
| 3U22 | 162 |  | open | [11 empty] | B5 | 3 | U22 | 49-50 QSFP-DD
| 3U22 | 163 |  | open | [11 empty] | B5 | 3 | U22 | 51-52 QSFP-DD
| 3U22 | 164 |  | open | [11 empty] | B5 | 3 | U22 | 51-52 QSFP-DD
| 3U22 | 165 |  | open | [11 empty] | B5 | 3 | U22 | 53 - QSFP28
| 3U22 | 166 |  | open | [11 empty] | B5 | 3 | U22 | 54 - QSFP28
in use - ISLin use - ISL | 3U22 | 167 | TSS | in use - ISL | in use - ISL | in use - ISL | in use - ISL | in use - ISL | in use - ISL | in use - ISL | in use - ISL | in use - ISL | in use - ISL | in use - ISL | in use - ISL | B5 | 3 | U22 | 55 - QSFP28
in use - ISLin use - ISL | 3U22 | 168 | TSS | in use - ISL | in use - ISL | in use - ISL | in use - ISL | in use - ISL | in use - ISL | in use - ISL | in use - ISL | in use - ISL | in use - ISL | in use - ISL | in use - ISL | B5 | 3 | U22 | 56 - QSFP28
2U11 | 2U24 | 169 | TSS | MGMT | 4FT | 4FT-CAT6 | CAT6 | Blue | N/A | N/A | B5 | 2 | U11 |  | MGMT | B5 | 2 | U24 | 1 | B5 R2 U11 MGMT B5 R2 SW U24 P1 | B5 R2 U11 MGMT | B5 R2 SW U24 P1
2U17 | 2U24 | 170 | TSS | MGMT | 7FT | 7FT-CAT6 | CAT6 | Blue | N/A | N/A | B5 | 2 | U17 |  | MGMT | B5 | 2 | U24 | 2 | B5 R2 U17 MGMT B5 R2 SW U24 P2 | B5 R2 U17 MGMT | B5 R2 SW U24 P2
2U18 | 2U24 | 171 | TSS | MGMT | 7FT | 7FT-CAT6 | CAT6 | Blue | N/A | N/A | B5 | 2 | U18 |  | MGMT | B5 | 2 | U24 | 3 | B5 R2 U18 MGMT B5 R2 SW U24 P3 | B5 R2 U18 MGMT | B5 R2 SW U24 P3
2U22 | 2U24 | 172 | TSS | MGMT | 7FT | 7FT-CAT6 | CAT6 | Blue | N/A | N/A | B5 | 2 | U22 |  | MGMT | B5 | 2 | U24 | 4 | B5 R2 U22 MGMT B5 R2 SW U24 P4 | B5 R2 U22 MGMT | B5 R2 SW U24 P4
2U26 | 2U24 | 173 | TSS | MGMT | 2FT | 2FT-CAT6 | CAT6 | Blue | N/A | N/A | B5 | 2 | U26 |  | MGMT | B5 | 2 | U24 | 5 | B5 R2 U26 MGMT B5 R2 SW U24 P5 | B5 R2 U26 MGMT | B5 R2 SW U24 P5
2U34 | 2U24 | 174 | TSS | DPU MGMT | 4FT | 4FT-CAT6 | CAT6 | Blue | N/A | N/A | B5 | 2 | U34 | -DPU | MGMT | B5 | 2 | U24 | 6 | B5 R2 U34 DPU MGMT B5 R2 SW U24 P6 | B5 R2 U34 DPU MGMT | B5 R2 SW U24 P6
2U36 | 2U24 | 175 | TSS | LAN2 | 5FT | 5FT-CAT6 | CAT6 | Blue | N/A | N/A | B5 | 2 | U36 |  | LAN2 | B5 | 2 | U24 | 7 | B5 R2 U36 LAN2 B5 R2 SW U24 P7 | B5 R2 U36 LAN2 | B5 R2 SW U24 P7
2U39 | 2U24 | 176 | TSS | MGMT | 8FT | 8FT-CAT6 | CAT6 | Blue | N/A | N/A | B5 | 2 | U39 |  | MGMT | B5 | 2 | U24 | 8 | B5 R2 U39 MGMT B5 R2 SW U24 P8 | B5 R2 U39 MGMT | B5 R2 SW U24 P8
2U42 | 2U24 | 177 | TSS | MGMT | 10FT | 10FT-CAT6 | CAT6 | Blue | N/A | N/A | B5 | 2 | U42 |  | MGMT | B5 | 2 | U24 | 9 | B5 R2 U42 MGMT B5 R2 SW U24 P9 | B5 R2 U42 MGMT | B5 R2 SW U24 P9
2U43 | 2U24 | 178 | TSS | MGMT | 5FT | 5FT-CAT6 | CAT6 | Blue | N/A | N/A | B5 | 2 | U43 |  | MGMT | B5 | 2 | U24 | 10 | B5 R2 U43 MGMT B5 R2 SW U24 P10 | B5 R2 U43 MGMT | B5 R2 SW U24 P10
1OU03 | 2U24 | 179 | TSS | MGMT | 25FT | 25FT-CAT6 | CAT6 | Blue | N/A | N/A | B5 | 1 | OU03 |  | MGMT | B5 | 2 | U24 | 11 | B5 R1 OU03 MGMT B5 R2 SW U24 P11 | B5 R1 OU03 MGMT | B5 R2 SW U24 P11
1OU25 | 2U24 | 180 | TSS | MGMT | 25FT | 25FT-CAT6 | CAT6 | Blue | N/A | N/A | B5 | 1 | OU25 |  | MGMT | B5 | 2 | U24 | 12 | B5 R1 OU25 MGMT B5 R2 SW U24 P12 | B5 R1 OU25 MGMT | B5 R2 SW U24 P12
1OU26 | 2U24 | 181 | TSS | MGMT | 25FT | 25FT-CAT6 | CAT6 | Blue | N/A | N/A | B5 | 1 | OU26 |  | MGMT | B5 | 2 | U24 | 13 | B5 R1 OU26 MGMT B5 R2 SW U24 P13 | B5 R1 OU26 MGMT | B5 R2 SW U24 P13
1OU41 | 2U24 | 182 | TSS | DPU MGMT | 20FT | 20FT-CAT6 | CAT6 | Blue | N/A | N/A | B5 | 1 | OU41 | -DPU | MGMT | B5 | 2 | U24 | 14 | B5 R1 OU41 DPU MGMT B5 R2 SW U24 P14 | B5 R1 OU41 DPU MGMT | B5 R2 SW U24 P14
1OU42 | 2U24 | 183 | TSS | DPU MGMT | 20FT | 20FT-CAT6 | CAT6 | Blue | N/A | N/A | B5 | 1 | OU42 | -DPU | MGMT | B5 | 2 | U24 | 15 | B5 R1 OU42 DPU MGMT B5 R2 SW U24 P15 | B5 R1 OU42 DPU MGMT | B5 R2 SW U24 P15
3U15 | 2U24 | 184 | TSS | MGMT | 20FT | 20FT-CAT6 | CAT6 | Blue | N/A | N/A | B5 | 3 | U15 |  | MGMT | B5 | 2 | U24 | 16 | B5 R3 U15 MGMT B5 R2 SW U24 P16 | B5 R3 U15 MGMT | B5 R2 SW U24 P16
3U16 | 2U24 | 185 | TSS | MGMT | 20FT | 20FT-CAT6 | CAT6 | Blue | N/A | N/A | B5 | 3 | U16 |  | MGMT | B5 | 2 | U24 | 17 | B5 R3 U16 MGMT B5 R2 SW U24 P17 | B5 R3 U16 MGMT | B5 R2 SW U24 P17
3U22 | 2U24 | 186 | TSS | MGMT | 25FT | 25FT-CAT6 | CAT6 | Blue | N/A | N/A | B5 | 3 | U22 |  | MGMT | B5 | 2 | U24 | 18 | B5 R3 U22 MGMT B5 R2 SW U24 P18 | B5 R3 U22 MGMT | B5 R2 SW U24 P18
3U26 | 2U24 | 187 | TSS | MGMT | 20FT | 20FT-CAT6 | CAT6 | Blue | N/A | N/A | B5 | 3 | U26 |  | MGMT | B5 | 2 | U24 | 19 | B5 R3 U26 MGMT B5 R2 SW U24 P19 | B5 R3 U26 MGMT | B5 R2 SW U24 P19
3U34 | 2U24 | 188 | TSS | DPU MGMT | 15FT | 15FT-CAT6 | CAT6 | Blue | N/A | N/A | B5 | 3 | U34 | -DPU | MGMT | B5 | 2 | U24 | 20 | B5 R3 U34 DPU MGMT B5 R2 SW U24 P20 | B5 R3 U34 DPU MGMT | B5 R2 SW U24 P20
3U36 | 2U24 | 189 | TSS | LAN2 | 15FT | 15FT-CAT6 | CAT6 | Blue | N/A | N/A | B5 | 3 | U36 |  | LAN2 | B5 | 2 | U24 | 21 | B5 R3 U36 LAN2 B5 R2 SW U24 P21 | B5 R3 U36 LAN2 | B5 R2 SW U24 P21
3U39 | 2U24 | 190 | TSS | MGMT | 20FT | 20FT-CAT6 | CAT6 | Blue | N/A | N/A | B5 | 3 | U39 |  | MGMT | B5 | 2 | U24 | 22 | B5 R3 U39 MGMT B5 R2 SW U24 P22 | B5 R3 U39 MGMT | B5 R2 SW U24 P22
3U42 | 2U24 | 191 | TSS | MGMT | 20FT | 20FT-CAT6 | CAT6 | Blue | N/A | N/A | B5 | 3 | U42 |  | MGMT | B5 | 2 | U24 | 23 | B5 R3 U42 MGMT B5 R2 SW U24 P23 | B5 R3 U42 MGMT | B5 R2 SW U24 P23
3U43 | 2U24 | 192 | TSS | MGMT | 14FT | 14FT-CAT6 | CAT6 | Blue | N/A | N/A | B5 | 3 | U43 |  | MGMT | B5 | 2 | U24 | 24 | B5 R3 U43 MGMT B5 R2 SW U24 P24 | B5 R3 U43 MGMT | B5 R2 SW U24 P24
| 2U24 | 193 |  | open | [11 empty] | B5 | 2 | U24 | 25
| 2U24 | 194 |  | open | [11 empty] | B5 | 2 | U24 | 26
| 2U24 | 195 |  | open | [11 empty] | B5 | 2 | U24 | 27
| 2U24 | 196 |  | open | [11 empty] | B5 | 2 | U24 | 28
| 2U24 | 197 |  | open | [11 empty] | B5 | 2 | U24 | 29
| 2U24 | 198 |  | open | [11 empty] | B5 | 2 | U24 | 30
| 2U24 | 199 |  | open | [11 empty] | B5 | 2 | U24 | 31
| 2U24 | 200 |  | open | [11 empty] | B5 | 2 | U24 | 32
| 2U24 | 201 |  | open | [11 empty] | B5 | 2 | U24 | 33
| 2U24 | 202 |  | open | [11 empty] | B5 | 2 | U24 | 34
| 2U24 | 203 |  | open | [11 empty] | B5 | 2 | U24 | 35
| 2U24 | 204 |  | open | [11 empty] | B5 | 2 | U24 | 36
| 2U24 | 205 |  | open | [11 empty] | B5 | 2 | U24 | 37
| 2U24 | 206 |  | open | [11 empty] | B5 | 2 | U24 | 38
| 2U24 | 207 |  | open | [11 empty] | B5 | 2 | U24 | 39
| 2U24 | 208 |  | open | [11 empty] | B5 | 2 | U24 | 40
| 2U24 | 209 |  | open | [11 empty] | B5 | 2 | U24 | 41
| 2U24 | 210 |  | open | [11 empty] | B5 | 2 | U24 | 42
| 2U24 | 211 |  | open | [11 empty] | B5 | 2 | U24 | 43
| 2U24 | 212 |  | open | [11 empty] | B5 | 2 | U24 | 44
| 2U24 | 213 |  | open | [11 empty] | B5 | 2 | U24 | 45
| 2U24 | 214 |  | open | [11 empty] | B5 | 2 | U24 | 46
| 2U24 | 215 |  | open | [11 empty] | B5 | 2 | U24 | 47
2U24 | 2U24 | 216 | TSS | MGMT | 1FT | 1FT-CAT6 | CAT6 | Blue | N/A | N/A | B5 | 2 | U24 |  | MGMT | B5 | 2 | U24 | 48 | B5 R2 U24 MGMT B5 R2 SW U24 P48 | B5 R2 U24 MGMT | B5 R2 SW U24 P48
| 2U24 | 217 |  | open | [11 empty] | B5 | 2 | U24 | 49 - SFP+
| 2U24 | 218 |  | open | [11 empty] | B5 | 2 | U24 | 50 - SFP+
| 2U24 | 219 |  | open | [11 empty] | B5 | 2 | U24 | 51 - SFP+
| 2U24 | 220 |  | open | [11 empty] | B5 | 2 | U24 | 52 - SFP+
2U01 | 2U11 | 221 | TSS | MGMT | 5FT | 5FT-CAT6 | CAT6 | Blue | N/A | N/A | B5 | 2 | U01 |  | MGMT | B5 | 2 | U11 | 1 | B5 R2 U01 MGMT B5 R2 SW U11 P1 | B5 R2 U01 MGMT | B5 R2 SW U11 P1
2U01 | 2U11 | 222 | TSS | 1GB1 | 5FT | 5FT-CAT6 | CAT6 | Blue | N/A | N/A | B5 | 2 | U01 |  | 1GB1 | B5 | 2 | U11 | 2 | B5 R2 U01 1GB1 B5 R2 SW U11 P2 | B5 R2 U01 1GB1 | B5 R2 SW U11 P2
2U03 | 2U11 | 223 | TSS | MGMT | 4FT | 4FT-CAT6 | CAT6 | Blue | N/A | N/A | B5 | 2 | U03 |  | MGMT | B5 | 2 | U11 | 3 | B5 R2 U03 MGMT B5 R2 SW U11 P3 | B5 R2 U03 MGMT | B5 R2 SW U11 P3
2U03 | 2U11 | 224 | TSS | 1GB1 | 4FT | 4FT-CAT6 | CAT6 | Blue | N/A | N/A | B5 | 2 | U03 |  | 1GB1 | B5 | 2 | U11 | 4 | B5 R2 U03 1GB1 B5 R2 SW U11 P4 | B5 R2 U03 1GB1 | B5 R2 SW U11 P4
2U05 | 2U11 | 225 | TSS | MGMT | 4FT | 4FT-CAT6 | CAT6 | Blue | N/A | N/A | B5 | 2 | U05 |  | MGMT | B5 | 2 | U11 | 5 | B5 R2 U05 MGMT B5 R2 SW U11 P5 | B5 R2 U05 MGMT | B5 R2 SW U11 P5
2U05 | 2U11 | 226 | TSS | 1GB1 | 4FT | 4FT-CAT6 | CAT6 | Blue | N/A | N/A | B5 | 2 | U05 |  | 1GB1 | B5 | 2 | U11 | 6 | B5 R2 U05 1GB1 B5 R2 SW U11 P6 | B5 R2 U05 1GB1 | B5 R2 SW U11 P6
2U07 | 2U11 | 227 | TSS | MGMT | 3FT | 3FT-CAT6 | CAT6 | Blue | N/A | N/A | B5 | 2 | U07 |  | MGMT | B5 | 2 | U11 | 7 | B5 R2 U07 MGMT B5 R2 SW U11 P7 | B5 R2 U07 MGMT | B5 R2 SW U11 P7
2U07 | 2U11 | 228 | TSS | 1GB1 | 3FT | 3FT-CAT6 | CAT6 | Blue | N/A | N/A | B5 | 2 | U07 |  | 1GB1 | B5 | 2 | U11 | 8 | B5 R2 U07 1GB1 B5 R2 SW U11 P8 | B5 R2 U07 1GB1 | B5 R2 SW U11 P8
2U09 | 2U11 | 229 | TSS | MGMT | 2FT | 2FT-CAT6 | CAT6 | Blue | N/A | N/A | B5 | 2 | U09 |  | MGMT | B5 | 2 | U11 | 9 | B5 R2 U09 MGMT B5 R2 SW U11 P9 | B5 R2 U09 MGMT | B5 R2 SW U11 P9
2U09 | 2U11 | 230 | TSS | 1GB1 | 2FT | 2FT-CAT6 | CAT6 | Blue | N/A | N/A | B5 | 2 | U09 |  | 1GB1 | B5 | 2 | U11 | 10 | B5 R2 U09 1GB1 B5 R2 SW U11 P10 | B5 R2 U09 1GB1 | B5 R2 SW U11 P10
2U09 | 2U11 | 231 | TSS | 1GB2 | 2FT | 2FT-CAT6 | CAT6 | Blue | N/A | N/A | B5 | 2 | U09 |  | 1GB2 | B5 | 2 | U11 | 11 | B5 R2 U09 1GB2 B5 R2 SW U11 P11 | B5 R2 U09 1GB2 | B5 R2 SW U11 P11
| 2U11 | 232 |  | open | [11 empty] | B5 | 2 | U11 | 12
| 2U11 | 233 |  | open | [11 empty] | B5 | 2 | U11 | 13
| 2U11 | 234 |  | open | [11 empty] | B5 | 2 | U11 | 14
| 2U11 | 235 |  | open | [11 empty] | B5 | 2 | U11 | 15
| 2U11 | 236 |  | open | [11 empty] | B5 | 2 | U11 | 16
| 2U11 | 237 |  | open | [11 empty] | B5 | 2 | U11 | 17
| 2U11 | 238 |  | open | [11 empty] | B5 | 2 | U11 | 18
| 2U11 | 239 |  | open | [11 empty] | B5 | 2 | U11 | 19
| 2U11 | 240 |  | open | [11 empty] | B5 | 2 | U11 | 20
| 2U11 | 241 |  | open | [11 empty] | B5 | 2 | U11 | 21
| 2U11 | 242 |  | open | [11 empty] | B5 | 2 | U11 | 22
| 2U11 | 243 |  | open | [11 empty] | B5 | 2 | U11 | 23
| 2U11 | 244 |  | open | [11 empty] | B5 | 2 | U11 | 24
| 2U11 | 245 |  | open | [11 empty] | B5 | 2 | U11 | 25
| 2U11 | 246 |  | open | [11 empty] | B5 | 2 | U11 | 26
| 2U11 | 247 |  | open | [11 empty] | B5 | 2 | U11 | 27
| 2U11 | 248 |  | open | [11 empty] | B5 | 2 | U11 | 28
| 2U11 | 249 |  | open | [11 empty] | B5 | 2 | U11 | 29
| 2U11 | 250 |  | open | [11 empty] | B5 | 2 | U11 | 30
| 2U11 | 251 |  | open | [11 empty] | B5 | 2 | U11 | 31
| 2U11 | 252 |  | open | [11 empty] | B5 | 2 | U11 | 32
| 2U11 | 253 |  | open | [11 empty] | B5 | 2 | U11 | 33
| 2U11 | 254 |  | open | [11 empty] | B5 | 2 | U11 | 34
| 2U11 | 255 |  | open | [11 empty] | B5 | 2 | U11 | 35
| 2U11 | 256 |  | open | [11 empty] | B5 | 2 | U11 | 36
| 2U11 | 257 |  | open | [11 empty] | B5 | 2 | U11 | 37
| 2U11 | 258 |  | open | [11 empty] | B5 | 2 | U11 | 38
| 2U11 | 259 |  | open | [11 empty] | B5 | 2 | U11 | 39
| 2U11 | 260 |  | open | [11 empty] | B5 | 2 | U11 | 40
| 2U11 | 261 |  | open | [11 empty] | B5 | 2 | U11 | 41
| 2U11 | 262 |  | open | [11 empty] | B5 | 2 | U11 | 42
| 2U11 | 263 |  | open | [11 empty] | B5 | 2 | U11 | 43
| 2U11 | 264 |  | open | [11 empty] | B5 | 2 | U11 | 44
| 2U11 | 265 |  | open | [11 empty] | B5 | 2 | U11 | 45
| 2U11 | 266 |  | open | [11 empty] | B5 | 2 | U11 | 46
| 2U11 | 267 |  | open | [11 empty] | B5 | 2 | U11 | 47
| 2U11 | 268 |  | open | [11 empty] | B5 | 2 | U11 | 48
| 2U11 | 269 |  | open | [11 empty] | B5 | 2 | U11 | 49 - SFP+
| 2U11 | 270 |  | open | [11 empty] | B5 | 2 | U11 | 50 - SFP+
| 2U11 | 271 |  | open | [11 empty] | B5 | 2 | U11 | 51 - SFP+
| 2U11 | 272 |  | open | [11 empty] | B5 | 2 | U11 | 52 - SFP+
2U13 | 2U17 | 273 | TSS | BE1 | 1M | 470-ABPO | OM4 MPO | Aqua | 407-BBWV | 407-BBWV | B5 | 2 | U13 | -NODE1 | BE1 | B5 | 2 | U17 | 1 | B5 R2 U13 BE1 B5 R2 SW U17 P1 | B5 R2 U13 BE1 | B5 R2 SW U17 P1
2U13 | 2U17 | 274 | TSS | BE1 | 1M | 470-ABPO | OM4 MPO | Aqua | 407-BBWV | 407-BBWV | B5 | 2 | U13 | -NODE2 | BE1 | B5 | 2 | U17 | 2 | B5 R2 U13 BE1 B5 R2 SW U17 P2 | B5 R2 U13 BE1 | B5 R2 SW U17 P2
2U13 | 2U17 | 275 | TSS | BE1 | 1M | 470-ABPO | OM4 MPO | Aqua | 407-BBWV | 407-BBWV | B5 | 2 | U13 | -NODE3 | BE1 | B5 | 2 | U17 | 3 | B5 R2 U13 BE1 B5 R2 SW U17 P3 | B5 R2 U13 BE1 | B5 R2 SW U17 P3
2U13 | 2U17 | 276 | TSS | BE1 | 1M | 470-ABPO | OM4 MPO | Aqua | 407-BBWV | 407-BBWV | B5 | 2 | U13 | -NODE4 | BE1 | B5 | 2 | U17 | 4 | B5 R2 U13 BE1 B5 R2 SW U17 P4 | B5 R2 U13 BE1 | B5 R2 SW U17 P4
| 2U17 | 277 |  | open | [11 empty] | B5 | 2 | U17 | 5
| 2U17 | 278 |  | open | [11 empty] | B5 | 2 | U17 | 6
| 2U17 | 279 |  | open | [11 empty] | B5 | 2 | U17 | 7
| 2U17 | 280 |  | open | [11 empty] | B5 | 2 | U17 | 8
| 2U17 | 281 |  | open | [11 empty] | B5 | 2 | U17 | 9
| 2U17 | 282 |  | open | [11 empty] | B5 | 2 | U17 | 10
| 2U17 | 283 |  | open | [11 empty] | B5 | 2 | U17 | 11
| 2U17 | 284 |  | open | [11 empty] | B5 | 2 | U17 | 12
| 2U17 | 285 |  | open | [11 empty] | B5 | 2 | U17 | 13
| 2U17 | 286 |  | open | [11 empty] | B5 | 2 | U17 | 14
| 2U17 | 287 |  | open | [11 empty] | B5 | 2 | U17 | 15
| 2U17 | 288 |  | open | [11 empty] | B5 | 2 | U17 | 16
| 2U17 | 289 |  | open | [11 empty] | B5 | 2 | U17 | 17
| 2U17 | 290 |  | open | [11 empty] | B5 | 2 | U17 | 18
| 2U17 | 291 |  | open | [11 empty] | B5 | 2 | U17 | 19
| 2U17 | 292 |  | open | [11 empty] | B5 | 2 | U17 | 20
| 2U17 | 293 |  | open | [11 empty] | B5 | 2 | U17 | 21
| 2U17 | 294 |  | open | [11 empty] | B5 | 2 | U17 | 22
| 2U17 | 295 |  | open | [11 empty] | B5 | 2 | U17 | 23
| 2U17 | 296 |  | open | [11 empty] | B5 | 2 | U17 | 24
| 2U17 | 297 |  | open | [11 empty] | B5 | 2 | U17 | 25
| 2U17 | 298 |  | open | [11 empty] | B5 | 2 | U17 | 26
| 2U17 | 299 |  | open | [11 empty] | B5 | 2 | U17 | 27
| 2U17 | 300 |  | open | [11 empty] | B5 | 2 | U17 | 28
| 2U17 | 301 |  | open | [11 empty] | B5 | 2 | U17 | 29
| 2U17 | 302 |  | open | [11 empty] | B5 | 2 | U17 | 30
| 2U17 | 303 |  | open | [11 empty] | B5 | 2 | U17 | 31
| 2U17 | 304 |  | open | [11 empty] | B5 | 2 | U17 | 32
| 2U17 | 305 |  | open | [11 empty] | B5 | 2 | U17 | 33 - SFP+
| 2U17 | 306 |  | open | [11 empty] | B5 | 2 | U17 | 34 - SFP+
2U13 | 2U18 | 307 | TSS | BE2 | 1M | 470-ABPO | OM4 MPO | Aqua | 407-BBWV | 407-BBWV | B5 | 2 | U13 | -NODE1 | BE2 | B5 | 2 | U18 | 1 | B5 R2 U13 BE2 B5 R2 SW U18 P1 | B5 R2 U13 BE2 | B5 R2 SW U18 P1
2U13 | 2U18 | 308 | TSS | BE2 | 1M | 470-ABPO | OM4 MPO | Aqua | 407-BBWV | 407-BBWV | B5 | 2 | U13 | -NODE2 | BE2 | B5 | 2 | U18 | 2 | B5 R2 U13 BE2 B5 R2 SW U18 P2 | B5 R2 U13 BE2 | B5 R2 SW U18 P2
2U13 | 2U18 | 309 | TSS | BE2 | 1M | 470-ABPO | OM4 MPO | Aqua | 407-BBWV | 407-BBWV | B5 | 2 | U13 | -NODE3 | BE2 | B5 | 2 | U18 | 3 | B5 R2 U13 BE2 B5 R2 SW U18 P3 | B5 R2 U13 BE2 | B5 R2 SW U18 P3
2U13 | 2U18 | 310 | TSS | BE2 | 1M | 470-ABPO | OM4 MPO | Aqua | 407-BBWV | 407-BBWV | B5 | 2 | U13 | -NODE4 | BE2 | B5 | 2 | U18 | 4 | B5 R2 U13 BE2 B5 R2 SW U18 P4 | B5 R2 U13 BE2 | B5 R2 SW U18 P4
| 2U18 | 311 |  | open | [11 empty] | B5 | 2 | U18 | 5
| 2U18 | 312 |  | open | [11 empty] | B5 | 2 | U18 | 6
| 2U18 | 313 |  | open | [11 empty] | B5 | 2 | U18 | 7
| 2U18 | 314 |  | open | [11 empty] | B5 | 2 | U18 | 8
| 2U18 | 315 |  | open | [11 empty] | B5 | 2 | U18 | 9
| 2U18 | 316 |  | open | [11 empty] | B5 | 2 | U18 | 10
| 2U18 | 317 |  | open | [11 empty] | B5 | 2 | U18 | 11
| 2U18 | 318 |  | open | [11 empty] | B5 | 2 | U18 | 12
| 2U18 | 319 |  | open | [11 empty] | B5 | 2 | U18 | 13
| 2U18 | 320 |  | open | [11 empty] | B5 | 2 | U18 | 14
| 2U18 | 321 |  | open | [11 empty] | B5 | 2 | U18 | 15
| 2U18 | 322 |  | open | [11 empty] | B5 | 2 | U18 | 16
| 2U18 | 323 |  | open | [11 empty] | B5 | 2 | U18 | 17
| 2U18 | 324 |  | open | [11 empty] | B5 | 2 | U18 | 18
| 2U18 | 325 |  | open | [11 empty] | B5 | 2 | U18 | 19
| 2U18 | 326 |  | open | [11 empty] | B5 | 2 | U18 | 20
| 2U18 | 327 |  | open | [11 empty] | B5 | 2 | U18 | 21
| 2U18 | 328 |  | open | [11 empty] | B5 | 2 | U18 | 22
| 2U18 | 329 |  | open | [11 empty] | B5 | 2 | U18 | 23
| 2U18 | 330 |  | open | [11 empty] | B5 | 2 | U18 | 24
| 2U18 | 331 |  | open | [11 empty] | B5 | 2 | U18 | 25
| 2U18 | 332 |  | open | [11 empty] | B5 | 2 | U18 | 26
| 2U18 | 333 |  | open | [11 empty] | B5 | 2 | U18 | 27
| 2U18 | 334 |  | open | [11 empty] | B5 | 2 | U18 | 28
| 2U18 | 335 |  | open | [11 empty] | B5 | 2 | U18 | 29
| 2U18 | 336 |  | open | [11 empty] | B5 | 2 | U18 | 30
| 2U18 | 337 |  | open | [11 empty] | B5 | 2 | U18 | 31
| 2U18 | 338 |  | open | [11 empty] | B5 | 2 | U18 | 32
| 2U18 | 339 |  | open | [11 empty] | B5 | 2 | U18 | 33 - SFP+
| 2U18 | 340 |  | open | [11 empty] | B5 | 2 | U18 | 34 - SFP+
3U03 | 3U15 | 341 | TSS | Slot 1 - port 1 | 1.5M | MCP1650-H01AE30 | HDR passive copper | Black | N/A | N/A | B5 | 3 | U03 |  | 200GB1 | B5 | 3 | U15 | 1 | B5 R3 U03 Slot 1 - port 1 B5 R3 SW U15 P1 | B5 R3 U03 Slot 1 - port 1 | B5 R3 SW U15 P1
3U04 | 3U15 | 342 | TSS | Slot 1 - port 1 | 1.5M | MCP1650-H01AE30 | HDR passive copper | Black | N/A | N/A | B5 | 3 | U04 |  | 200GB1 | B5 | 3 | U15 | 2 | B5 R3 U04 Slot 1 - port 1 B5 R3 SW U15 P2 | B5 R3 U04 Slot 1 - port 1 | B5 R3 SW U15 P2
3U05 | 3U15 | 343 | TSS | Slot 1 - port 1 | 1.5M | MCP1650-H01AE30 | HDR passive copper | Black | N/A | N/A | B5 | 3 | U05 |  | 200GB1 | B5 | 3 | U15 | 3 | B5 R3 U05 Slot 1 - port 1 B5 R3 SW U15 P3 | B5 R3 U05 Slot 1 - port 1 | B5 R3 SW U15 P3
3U06 | 3U15 | 344 | TSS | Slot 1 - port 1 | 1.5M | MCP1650-H01AE30 | HDR passive copper | Black | N/A | N/A | B5 | 3 | U06 |  | 200GB1 | B5 | 3 | U15 | 4 | B5 R3 U06 Slot 1 - port 1 B5 R3 SW U15 P4 | B5 R3 U06 Slot 1 - port 1 | B5 R3 SW U15 P4
3U07 | 3U15 | 345 | TSS | Slot 1 - port 1 | 1M | MCP1650-H001E30 | HDR passive copper | Black | N/A | N/A | B5 | 3 | U07 |  | 200GB1 | B5 | 3 | U15 | 5 | B5 R3 U07 Slot 1 - port 1 B5 R3 SW U15 P5 | B5 R3 U07 Slot 1 - port 1 | B5 R3 SW U15 P5
3U08 | 3U15 | 346 | TSS | Slot 1 - port 1 | 1M | MCP1650-H001E30 | HDR passive copper | Black | N/A | N/A | B5 | 3 | U08 |  | 200GB1 | B5 | 3 | U15 | 6 | B5 R3 U08 Slot 1 - port 1 B5 R3 SW U15 P6 | B5 R3 U08 Slot 1 - port 1 | B5 R3 SW U15 P6
3U09 | 3U15 | 347 | TSS | Slot 1 - port 1 | 1M | MCP1650-H001E30 | HDR passive copper | Black | N/A | N/A | B5 | 3 | U09 |  | 200GB1 | B5 | 3 | U15 | 7 | B5 R3 U09 Slot 1 - port 1 B5 R3 SW U15 P7 | B5 R3 U09 Slot 1 - port 1 | B5 R3 SW U15 P7
3U10 | 3U15 | 348 | TSS | Slot 1 - port 1 | 1M | MCP1650-H001E30 | HDR passive copper | Black | N/A | N/A | B5 | 3 | U10 |  | 200GB1 | B5 | 3 | U15 | 8 | B5 R3 U10 Slot 1 - port 1 B5 R3 SW U15 P8 | B5 R3 U10 Slot 1 - port 1 | B5 R3 SW U15 P8
3U11 | 3U15 | 349 | TSS | Slot 1 - port 1 | 1M | MCP1650-H001E30 | HDR passive copper | Black | N/A | N/A | B5 | 3 | U11 |  | 200GB1 | B5 | 3 | U15 | 9 | B5 R3 U11 Slot 1 - port 1 B5 R3 SW U15 P9 | B5 R3 U11 Slot 1 - port 1 | B5 R3 SW U15 P9
3U12 | 3U15 | 350 | TSS | Slot 1 - port 1 | 1M | MCP1650-H001E30 | HDR passive copper | Black | N/A | N/A | B5 | 3 | U12 |  | 200GB1 | B5 | 3 | U15 | 10 | B5 R3 U12 Slot 1 - port 1 B5 R3 SW U15 P10 | B5 R3 U12 Slot 1 - port 1 | B5 R3 SW U15 P10
3U13 | 3U15 | 351 | TSS | Slot 1 - port 1 | 1M | MCP1650-H001E30 | HDR passive copper | Black | N/A | N/A | B5 | 3 | U13 |  | 200GB1 | B5 | 3 | U15 | 11 | B5 R3 U13 Slot 1 - port 1 B5 R3 SW U15 P11 | B5 R3 U13 Slot 1 - port 1 | B5 R3 SW U15 P11
| 3U15 | 352 |  | open | [11 empty] | B5 | 3 | U15 | 12
| 3U15 | 353 |  | open | [11 empty] | B5 | 3 | U15 | 13
| 3U15 | 354 |  | open | [11 empty] | B5 | 3 | U15 | 14
| 3U15 | 355 |  | open | [11 empty] | B5 | 3 | U15 | 15
| 3U15 | 356 |  | open | [11 empty] | B5 | 3 | U15 | 16
| 3U15 | 357 |  | open | [11 empty] | B5 | 3 | U15 | 17
| 3U15 | 358 |  | open | [11 empty] | B5 | 3 | U15 | 18
| 3U15 | 359 |  | open | [11 empty] | B5 | 3 | U15 | 19
| 3U15 | 360 |  | open | [11 empty] | B5 | 3 | U15 | 20
| 3U15 | 361 |  | open | [11 empty] | B5 | 3 | U15 | 21
| 3U15 | 362 |  | open | [11 empty] | B5 | 3 | U15 | 22
| 3U15 | 363 |  | open | [11 empty] | B5 | 3 | U15 | 23
| 3U15 | 364 |  | open | [11 empty] | B5 | 3 | U15 | 24
| 3U15 | 365 |  | open | [11 empty] | B5 | 3 | U15 | 25
| 3U15 | 366 |  | open | [11 empty] | B5 | 3 | U15 | 26
| 3U15 | 367 |  | open | [11 empty] | B5 | 3 | U15 | 27
| 3U15 | 368 |  | open | [11 empty] | B5 | 3 | U15 | 28
| 3U15 | 369 |  | open | [11 empty] | B5 | 3 | U15 | 29
| 3U15 | 370 |  | open | [11 empty] | B5 | 3 | U15 | 30
| 3U15 | 371 |  | open | [11 empty] | B5 | 3 | U15 | 31
| 3U15 | 372 |  | open | [11 empty] | B5 | 3 | U15 | 32
3U03 | 3U16 | 373 | TSS | Slot 3 - port 1 | 1.5M | MCP1650-H01AE30 | HDR passive copper | Black | N/A | N/A | B5 | 3 | U03 |  | 200GB2 | B5 | 3 | U16 | 1 | B5 R3 U03 Slot 3 - port 1 B5 R3 SW U16 P1 | B5 R3 U03 Slot 3 - port 1 | B5 R3 SW U16 P1
3U04 | 3U16 | 374 | TSS | Slot 3 - port 1 | 1.5M | MCP1650-H01AE30 | HDR passive copper | Black | N/A | N/A | B5 | 3 | U04 |  | 200GB2 | B5 | 3 | U16 | 2 | B5 R3 U04 Slot 3 - port 1 B5 R3 SW U16 P2 | B5 R3 U04 Slot 3 - port 1 | B5 R3 SW U16 P2
3U05 | 3U16 | 375 | TSS | Slot 3 - port 1 | 1.5M | MCP1650-H01AE30 | HDR passive copper | Black | N/A | N/A | B5 | 3 | U05 |  | 200GB2 | B5 | 3 | U16 | 3 | B5 R3 U05 Slot 3 - port 1 B5 R3 SW U16 P3 | B5 R3 U05 Slot 3 - port 1 | B5 R3 SW U16 P3
3U06 | 3U16 | 376 | TSS | Slot 3 - port 1 | 1.5M | MCP1650-H01AE30 | HDR passive copper | Black | N/A | N/A | B5 | 3 | U06 |  | 200GB2 | B5 | 3 | U16 | 4 | B5 R3 U06 Slot 3 - port 1 B5 R3 SW U16 P4 | B5 R3 U06 Slot 3 - port 1 | B5 R3 SW U16 P4
3U07 | 3U16 | 377 | TSS | Slot 3 - port 1 | 1.5M | MCP1650-H01AE30 | HDR passive copper | Black | N/A | N/A | B5 | 3 | U07 |  | 200GB2 | B5 | 3 | U16 | 5 | B5 R3 U07 Slot 3 - port 1 B5 R3 SW U16 P5 | B5 R3 U07 Slot 3 - port 1 | B5 R3 SW U16 P5
3U08 | 3U16 | 378 | TSS | Slot 3 - port 1 | 1M | MCP1650-H001E30 | HDR passive copper | Black | N/A | N/A | B5 | 3 | U08 |  | 200GB2 | B5 | 3 | U16 | 6 | B5 R3 U08 Slot 3 - port 1 B5 R3 SW U16 P6 | B5 R3 U08 Slot 3 - port 1 | B5 R3 SW U16 P6
3U09 | 3U16 | 379 | TSS | Slot 3 - port 1 | 1M | MCP1650-H001E30 | HDR passive copper | Black | N/A | N/A | B5 | 3 | U09 |  | 200GB2 | B5 | 3 | U16 | 7 | B5 R3 U09 Slot 3 - port 1 B5 R3 SW U16 P7 | B5 R3 U09 Slot 3 - port 1 | B5 R3 SW U16 P7
3U10 | 3U16 | 380 | TSS | Slot 3 - port 1 | 1M | MCP1650-H001E30 | HDR passive copper | Black | N/A | N/A | B5 | 3 | U10 |  | 200GB2 | B5 | 3 | U16 | 8 | B5 R3 U10 Slot 3 - port 1 B5 R3 SW U16 P8 | B5 R3 U10 Slot 3 - port 1 | B5 R3 SW U16 P8
3U11 | 3U16 | 381 | TSS | Slot 3 - port 1 | 1M | MCP1650-H001E30 | HDR passive copper | Black | N/A | N/A | B5 | 3 | U11 |  | 200GB2 | B5 | 3 | U16 | 9 | B5 R3 U11 Slot 3 - port 1 B5 R3 SW U16 P9 | B5 R3 U11 Slot 3 - port 1 | B5 R3 SW U16 P9
3U12 | 3U16 | 382 | TSS | Slot 3 - port 1 | 1M | MCP1650-H001E30 | HDR passive copper | Black | N/A | N/A | B5 | 3 | U12 |  | 200GB2 | B5 | 3 | U16 | 10 | B5 R3 U12 Slot 3 - port 1 B5 R3 SW U16 P10 | B5 R3 U12 Slot 3 - port 1 | B5 R3 SW U16 P10
3U13 | 3U16 | 383 | TSS | Slot 3 - port 1 | 1M | MCP1650-H001E30 | HDR passive copper | Black | N/A | N/A | B5 | 3 | U13 |  | 200GB2 | B5 | 3 | U16 | 11 | B5 R3 U13 Slot 3 - port 1 B5 R3 SW U16 P11 | B5 R3 U13 Slot 3 - port 1 | B5 R3 SW U16 P11
| 3U16 | 384 |  | open | [11 empty] | B5 | 3 | U16 | 12
| 3U16 | 385 |  | open | [11 empty] | B5 | 3 | U16 | 13
| 3U16 | 386 |  | open | [11 empty] | B5 | 3 | U16 | 14
| 3U16 | 387 |  | open | [11 empty] | B5 | 3 | U16 | 15
| 3U16 | 388 |  | open | [11 empty] | B5 | 3 | U16 | 16
| 3U16 | 389 |  | open | [11 empty] | B5 | 3 | U16 | 17
| 3U16 | 390 |  | open | [11 empty] | B5 | 3 | U16 | 18
| 3U16 | 391 |  | open | [11 empty] | B5 | 3 | U16 | 19
| 3U16 | 392 |  | open | [11 empty] | B5 | 3 | U16 | 20
| 3U16 | 393 |  | open | [11 empty] | B5 | 3 | U16 | 21
| 3U16 | 394 |  | open | [11 empty] | B5 | 3 | U16 | 22
| 3U16 | 395 |  | open | [11 empty] | B5 | 3 | U16 | 23
| 3U16 | 396 |  | open | [11 empty] | B5 | 3 | U16 | 24
| 3U16 | 397 |  | open | [11 empty] | B5 | 3 | U16 | 25
| 3U16 | 398 |  | open | [11 empty] | B5 | 3 | U16 | 26
| 3U16 | 399 |  | open | [11 empty] | B5 | 3 | U16 | 27
| 3U16 | 400 |  | open | [11 empty] | B5 | 3 | U16 | 28
| 3U16 | 401 |  | open | [11 empty] | B5 | 3 | U16 | 29
| 3U16 | 402 |  | open | [11 empty] | B5 | 3 | U16 | 30
| 3U16 | 403 |  | open | [11 empty] | B5 | 3 | U16 | 31
| 3U16 | 404 |  | open | [11 empty] | B5 | 3 | U16 | 32
2U22 | 2U42 | 405 | TSS | ISL | 3M | 470-ABPN | OM4 MPO | Aqua | 407-BBWV | 407-BBWV | B5 | 2 | U22 |  | ISL P55 | B5 | 2 | U42 | 1 | B5 R2 U22 ISL B5 R2 SW U42 P1 | B5 R2 U22 ISL | B5 R2 SW U42 P1
3U22 | 2U42 | 406 | TSS | ISL | 5M | 470-ABPQ | OM4 MPO | Aqua | 407-BBWV | 407-BBWV | B5 | 3 | U22 |  | ISL P55 | B5 | 2 | U42 | 2 | B5 R3 U22 ISL B5 R2 SW U42 P2 | B5 R3 U22 ISL | B5 R2 SW U42 P2
1OU03 | 2U42 | 407 | TSS | ISL | 10M | 470-ABPV | OM4 MPO | Aqua | 407-BBWV | 407-BBWV | B5 | 1 | OU03 |  | ISL P55 | B5 | 2 | U42 | 3 | B5 R1 OU03 ISL B5 R2 SW U42 P3 | B5 R1 OU03 ISL | B5 R2 SW U42 P3
2U13 | 2U42 | 408 | TSS | FE1 | 3M | 470-ABPN | OM4 MPO | Aqua | 407-BBWV | 407-BBWV | B5 | 2 | U13 |  | FE1 | B5 | 2 | U42 | 4 | B5 R2 U13 FE1 B5 R2 SW U42 P4 | B5 R2 U13 FE1 | B5 R2 SW U42 P4
2U13 | 2U42 | 409 | TSS | FE1 | 3M | 470-ABPN | OM4 MPO | Aqua | 407-BBWV | 407-BBWV | B5 | 2 | U13 |  | FE1 | B5 | 2 | U42 | 5 | B5 R2 U13 FE1 B5 R2 SW U42 P5 | B5 R2 U13 FE1 | B5 R2 SW U42 P5
2U13 | 2U42 | 410 | TSS | FE1 | 3M | 470-ABPN | OM4 MPO | Aqua | 407-BBWV | 407-BBWV | B5 | 2 | U13 |  | FE1 | B5 | 2 | U42 | 6 | B5 R2 U13 FE1 B5 R2 SW U42 P6 | B5 R2 U13 FE1 | B5 R2 SW U42 P6
2U13 | 2U42 | 411 | TSS | FE1 | 3M | 470-ABPN | OM4 MPO | Aqua | 407-BBWV | 407-BBWV | B5 | 2 | U13 |  | FE1 | B5 | 2 | U42 | 7 | B5 R2 U13 FE1 B5 R2 SW U42 P7 | B5 R2 U13 FE1 | B5 R2 SW U42 P7
| 2U42 | 412 |  | open | [11 empty] | B5 | 2 | U42 | 8
| 2U42 | 413 |  | open | [11 empty] | B5 | 2 | U42 | 9
| 2U42 | 414 |  | open | [11 empty] | B5 | 2 | U42 | 10
| 2U42 | 415 |  | open | [11 empty] | B5 | 2 | U42 | 11
| 2U42 | 416 |  | open | [11 empty] | B5 | 2 | U42 | 12
| 2U42 | 417 |  | open | [11 empty] | B5 | 2 | U42 | 13
| 2U42 | 418 |  | open | [11 empty] | B5 | 2 | U42 | 14
| 2U42 | 419 |  | open | [11 empty] | B5 | 2 | U42 | 15
| 2U42 | 420 |  | open | [11 empty] | B5 | 2 | U42 | 16
| 2U42 | 421 |  | open | [11 empty] | B5 | 2 | U42 | 17
| 2U42 | 422 |  | open | [11 empty] | B5 | 2 | U42 | 18
| 2U42 | 423 |  | open | [11 empty] | B5 | 2 | U42 | 19
| 2U42 | 424 |  | open | [11 empty] | B5 | 2 | U42 | 20
| 2U42 | 425 |  | open | [11 empty] | B5 | 2 | U42 | 21
| 2U42 | 426 |  | open | [11 empty] | B5 | 2 | U42 | 22
| 2U42 | 427 |  | open | [11 empty] | B5 | 2 | U42 | 23
| 2U42 | 428 |  | open | [11 empty] | B5 | 2 | U42 | 24
| 2U42 | 429 |  | open | [11 empty] | B5 | 2 | U42 | 25
| 2U42 | 430 |  | open | [11 empty] | B5 | 2 | U42 | 26
| 2U42 | 431 |  | open | [11 empty] | B5 | 2 | U42 | 27
| 2U42 | 432 |  | open | [11 empty] | B5 | 2 | U42 | 28
| 2U42 | 433 |  | open | [11 empty] | B5 | 2 | U42 | 29
| 2U42 | 434 |  | open | [11 empty] | B5 | 2 | U42 | 30
| 2U42 | 435 |  | open | [11 empty] | B5 | 2 | U42 | 31
| 2U42 | 436 |  | open | [11 empty] | B5 | 2 | U42 | 32
| 2U42 | 437 |  | open | [11 empty] | B5 | 2 | U42 | 33 - SFP+
| 2U42 | 438 |  | open | [11 empty] | B5 | 2 | U42 | 34 - SFP+
2U22 | 3U42 | 439 | TSS | ISL | 5M | 470-ABPQ | OM4 MPO | Aqua | 407-BBWV | 407-BBWV | B5 | 2 | U22 |  | ISL P56 | B5 | 3 | U42 | 1 | B5 R2 U22 ISL B5 R3 SW U42 P1 | B5 R2 U22 ISL | B5 R3 SW U42 P1
3U22 | 3U42 | 440 | TSS | ISL | 3M | 470-ABPN | OM4 MPO | Aqua | 407-BBWV | 407-BBWV | B5 | 3 | U22 |  | ISL P56 | B5 | 3 | U42 | 2 | B5 R3 U22 ISL B5 R3 SW U42 P2 | B5 R3 U22 ISL | B5 R3 SW U42 P2
1OU03 | 3U42 | 441 | TSS | ISL | 10M | 470-ABPV | OM4 MPO | Aqua | 407-BBWV | 407-BBWV | B5 | 1 | OU03 |  | ISL P56 | B5 | 3 | U42 | 3 | B5 R1 OU03 ISL B5 R3 SW U42 P3 | B5 R1 OU03 ISL | B5 R3 SW U42 P3
2U13 | 3U42 | 442 | TSS | FE2 | 5M | 470-ABPQ | OM4 MPO | Aqua | 407-BBWV | 407-BBWV | B5 | 2 | U13 |  | FE2 | B5 | 3 | U42 | 4 | B5 R2 U13 FE2 B5 R3 SW U42 P4 | B5 R2 U13 FE2 | B5 R3 SW U42 P4
2U13 | 3U42 | 443 | TSS | FE2 | 5M | 470-ABPQ | OM4 MPO | Aqua | 407-BBWV | 407-BBWV | B5 | 2 | U13 |  | FE2 | B5 | 3 | U42 | 5 | B5 R2 U13 FE2 B5 R3 SW U42 P5 | B5 R2 U13 FE2 | B5 R3 SW U42 P5
2U13 | 3U42 | 444 | TSS | FE2 | 5M | 470-ABPQ | OM4 MPO | Aqua | 407-BBWV | 407-BBWV | B5 | 2 | U13 |  | FE2 | B5 | 3 | U42 | 6 | B5 R2 U13 FE2 B5 R3 SW U42 P6 | B5 R2 U13 FE2 | B5 R3 SW U42 P6
2U13 | 3U42 | 445 | TSS | FE2 | 5M | 470-ABPQ | OM4 MPO | Aqua | 407-BBWV | 407-BBWV | B5 | 2 | U13 |  | FE2 | B5 | 3 | U42 | 7 | B5 R2 U13 FE2 B5 R3 SW U42 P7 | B5 R2 U13 FE2 | B5 R3 SW U42 P7
| 3U42 | 446 |  | open | [11 empty] | B5 | 3 | U42 | 8
| 3U42 | 447 |  | open | [11 empty] | B5 | 3 | U42 | 9
| 3U42 | 448 |  | open | [11 empty] | B5 | 3 | U42 | 10
| 3U42 | 449 |  | open | [11 empty] | B5 | 3 | U42 | 11
| 3U42 | 450 |  | open | [11 empty] | B5 | 3 | U42 | 12
| 3U42 | 451 |  | open | [11 empty] | B5 | 3 | U42 | 13
| 3U42 | 452 |  | open | [11 empty] | B5 | 3 | U42 | 14
| 3U42 | 453 |  | open | [11 empty] | B5 | 3 | U42 | 15
| 3U42 | 454 |  | open | [11 empty] | B5 | 3 | U42 | 16
| 3U42 | 455 |  | open | [11 empty] | B5 | 3 | U42 | 17
| 3U42 | 456 |  | open | [11 empty] | B5 | 3 | U42 | 18
| 3U42 | 457 |  | open | [11 empty] | B5 | 3 | U42 | 19
| 3U42 | 458 |  | open | [11 empty] | B5 | 3 | U42 | 20
| 3U42 | 459 |  | open | [11 empty] | B5 | 3 | U42 | 21
| 3U42 | 460 |  | open | [11 empty] | B5 | 3 | U42 | 22
| 3U42 | 461 |  | open | [11 empty] | B5 | 3 | U42 | 23
| 3U42 | 462 |  | open | [11 empty] | B5 | 3 | U42 | 24
| 3U42 | 463 |  | open | [11 empty] | B5 | 3 | U42 | 25
| 3U42 | 464 |  | open | [11 empty] | B5 | 3 | U42 | 26
| 3U42 | 465 |  | open | [11 empty] | B5 | 3 | U42 | 27
| 3U42 | 466 |  | open | [11 empty] | B5 | 3 | U42 | 28
| 3U42 | 467 |  | open | [11 empty] | B5 | 3 | U42 | 29
| 3U42 | 468 |  | open | [11 empty] | B5 | 3 | U42 | 30
| 3U42 | 469 |  | open | [11 empty] | B5 | 3 | U42 | 31
| 3U42 | 470 |  | open | [11 empty] | B5 | 3 | U42 | 32
| 3U42 | 471 |  | open | [11 empty] | B5 | 3 | U42 | 33 - SFP+
| 3U42 | 472 |  | open | [11 empty] | B5 | 3 | U42 | 34 - SFP+
2U34 | 2U39 | 473 | TSS | DPU - Port 1 | 5M | MFP7E10-N005 | OSFP to QSFP112 MMF | Aqua | MMA1Z00-NS400-T | MMA4Z00-NS-T | B5 | 2 | U34 |  | DPU0 | B5 | 2 | U39 | 1/1 | B5 R2 U34 DPU - Port 1 B5 R2 SW U39 P1/1 | B5 R2 U34 DPU - Port 1 | B5 R2 SW U39 P1/1
3U34 | 2U39 | 474 | TSS | DPU - Port 1 | 5M | MFP7E10-N005 | OSFP to QSFP112 MMF | Aqua | MMA1Z00-NS400-T |  | B5 | 3 | U34 |  | DPU0 | B5 | 2 | U39 | 1/2 | B5 R3 U34 DPU - Port 1 B5 R2 SW U39 P1/2 | B5 R3 U34 DPU - Port 1 | B5 R2 SW U39 P1/2
1OU41 | 2U39 | 475 | TSS | DPU - Port 1 | 7M | MFP7E10-N007 | OSFP to QSFP112 MMF | Aqua | MMA1Z00-NS400-T | MMA4Z00-NS-T | B5 | 1 | OU41 |  | DPU0 | B5 | 2 | U39 | 2/1 | B5 R1 OU41 DPU - Port 1 B5 R2 SW U39 P2/1 | B5 R1 OU41 DPU - Port 1 | B5 R2 SW U39 P2/1
1OU42 | 2U39 | 476 | TSS | DPU - Port 1 | 7M | MFP7E10-N007 | OSFP to QSFP112 MMF | Aqua | MMA1Z00-NS400-T |  | B5 | 1 | OU42 |  | DPU0 | B5 | 2 | U39 | 2/2 | B5 R1 OU42 DPU - Port 1 B5 R2 SW U39 P2/2 | B5 R1 OU42 DPU - Port 1 | B5 R2 SW U39 P2/2
2U36 | 2U39 | 477 | TSS | HCA1 - Port 1 | 1.5M | MCP7Y60-H01A | NDR to 2x HDR copper | Black | N/A | N/A | B5 | 2 | U36 |  | 200GBE1 | B5 | 2 | U39 | 3/1 | B5 R2 U36 HCA1 - Port 1 B5 R2 SW U39 P3/1 | B5 R2 U36 HCA1 - Port 1 | B5 R2 SW U39 P3/1
2U36 | 2U39 | 478 | TSS | HCA2 - Port 1 |  |  |  |  | N/A |  | B5 | 2 | U36 |  | 200GBE2 | B5 | 2 | U39 | 3/2 | B5 R2 U36 HCA2 - Port 1 B5 R2 SW U39 P3/2 | B5 R2 U36 HCA2 - Port 1 | B5 R2 SW U39 P3/2
2U36 | 2U39 | 479 | TSS | HCA3 - Port 1 | 1.5M | MCP7Y60-H01A | NDR to 2x HDR copper | Black | N/A | N/A | B5 | 2 | U36 |  | 200GBE3 | B5 | 2 | U39 | 4/1 | B5 R2 U36 HCA3 - Port 1 B5 R2 SW U39 P4/1 | B5 R2 U36 HCA3 - Port 1 | B5 R2 SW U39 P4/1
2U36 | 2U39 | 480 | TSS | HCA4 - Port 1 |  |  |  |  | N/A |  | B5 | 2 | U36 |  | 200GBE4 | B5 | 2 | U39 | 4/2 | B5 R2 U36 HCA4 - Port 1 B5 R2 SW U39 P4/2 | B5 R2 U36 HCA4 - Port 1 | B5 R2 SW U39 P4/2
3U36 | 2U39 | 481 | TSS | HCA1 - Port 1 | 5M | MFA7U10-H005 | NDR to 2x HDR copper | Black | N/A | N/A | B5 | 3 | U36 |  | 200GBE1 | B5 | 2 | U39 | 5/1 | B5 R3 U36 HCA1 - Port 1 B5 R2 SW U39 P5/1 | B5 R3 U36 HCA1 - Port 1 | B5 R2 SW U39 P5/1
3U36 | 2U39 | 482 | TSS | HCA2 - Port 1 |  |  |  |  | N/A |  | B5 | 3 | U36 |  | 200GBE2 | B5 | 2 | U39 | 5/2 | B5 R3 U36 HCA2 - Port 1 B5 R2 SW U39 P5/2 | B5 R3 U36 HCA2 - Port 1 | B5 R2 SW U39 P5/2
3U36 | 2U39 | 483 | TSS | HCA3 - Port 1 | 5M | MFA7U10-H005 | NDR to 2x HDR copper | Black | N/A | N/A | B5 | 3 | U36 |  | 200GBE3 | B5 | 2 | U39 | 6/1 | B5 R3 U36 HCA3 - Port 1 B5 R2 SW U39 P6/1 | B5 R3 U36 HCA3 - Port 1 | B5 R2 SW U39 P6/1
3U36 | 2U39 | 484 | TSS | HCA4 - Port 1 |  |  |  |  | N/A |  | B5 | 3 | U36 |  | 200GBE4 | B5 | 2 | U39 | 6/2 | B5 R3 U36 HCA4 - Port 1 B5 R2 SW U39 P6/2 | B5 R3 U36 HCA4 - Port 1 | B5 R2 SW U39 P6/2
| 2U39 | 485 |  | open | [11 empty] | B5 | 2 | U39 | 7
| 2U39 | 486 |  | open | [11 empty] | B5 | 2 | U39 | 8
| 2U39 | 487 |  | open | [11 empty] | B5 | 2 | U39 | 9
| 2U39 | 488 |  | open | [11 empty] | B5 | 2 | U39 | 10
| 2U39 | 489 |  | open | [11 empty] | B5 | 2 | U39 | 11
| 2U39 | 490 |  | open | [11 empty] | B5 | 2 | U39 | 12
| 2U39 | 491 |  | open | [11 empty] | B5 | 2 | U39 | 13
| 2U39 | 492 |  | open | [11 empty] | B5 | 2 | U39 | 14
| 2U39 | 493 |  | open | [11 empty] | B5 | 2 | U39 | 15
| 2U39 | 494 |  | open | [11 empty] | B5 | 2 | U39 | 16
| 2U39 | 495 |  | open | [11 empty] | B5 | 2 | U39 | 17
| 2U39 | 496 |  | open | [11 empty] | B5 | 2 | U39 | 18
| 2U39 | 497 |  | open | [11 empty] | B5 | 2 | U39 | 19
| 2U39 | 498 |  | open | [11 empty] | B5 | 2 | U39 | 20
| 2U39 | 499 |  | open | [11 empty] | B5 | 2 | U39 | 21
| 2U39 | 500 |  | open | [11 empty] | B5 | 2 | U39 | 22
| 2U39 | 501 |  | open | [11 empty] | B5 | 2 | U39 | 23
| 2U39 | 502 |  | open | [11 empty] | B5 | 2 | U39 | 24
| 2U39 | 503 |  | open | [11 empty] | B5 | 2 | U39 | 25
| 2U39 | 504 |  | open | [11 empty] | B5 | 2 | U39 | 26
| 2U39 | 505 |  | open | [11 empty] | B5 | 2 | U39 | 27
| 2U39 | 506 |  | open | [11 empty] | B5 | 2 | U39 | 28
| 2U39 | 507 |  | open | [11 empty] | B5 | 2 | U39 | 29
| 2U39 | 508 |  | open | [11 empty] | B5 | 2 | U39 | 30
| 2U39 | 509 |  | open | [11 empty] | B5 | 2 | U39 | 31
| 2U39 | 510 |  | open | [11 empty] | B5 | 2 | U39 | 32
| 2U39 | 511 |  | open | [11 empty] | B5 | 2 | U39 | 33
| 2U39 | 512 |  | open | [11 empty] | B5 | 2 | U39 | 34
| 2U39 | 513 |  | open | [11 empty] | B5 | 2 | U39 | 35
| 2U39 | 514 |  | open | [11 empty] | B5 | 2 | U39 | 36
| 2U39 | 515 |  | open | [11 empty] | B5 | 2 | U39 | 37
| 2U39 | 516 |  | open | [11 empty] | B5 | 2 | U39 | 38
| 2U39 | 517 |  | open | [11 empty] | B5 | 2 | U39 | 39
| 2U39 | 518 |  | open | [11 empty] | B5 | 2 | U39 | 40
| 2U39 | 519 |  | open | [11 empty] | B5 | 2 | U39 | 41
| 2U39 | 520 |  | open | [11 empty] | B5 | 2 | U39 | 42
| 2U39 | 521 |  | open | [11 empty] | B5 | 2 | U39 | 43
| 2U39 | 522 |  | open | [11 empty] | B5 | 2 | U39 | 44
| 2U39 | 523 |  | open | [11 empty] | B5 | 2 | U39 | 45
| 2U39 | 524 |  | open | [11 empty] | B5 | 2 | U39 | 46
| 2U39 | 525 |  | open | [11 empty] | B5 | 2 | U39 | 47
| 2U39 | 526 |  | open | [11 empty] | B5 | 2 | U39 | 48
| 2U39 | 527 |  | open | [11 empty] | B5 | 2 | U39 | 49
| 2U39 | 528 |  | open | [11 empty] | B5 | 2 | U39 | 50
| 2U39 | 529 |  | open | [11 empty] | B5 | 2 | U39 | 51
| 2U39 | 530 |  | open | [11 empty] | B5 | 2 | U39 | 52
| 2U39 | 531 |  | open | [11 empty] | B5 | 2 | U39 | 53
| 2U39 | 532 |  | open | [11 empty] | B5 | 2 | U39 | 54
| 2U39 | 533 |  | open | [11 empty] | B5 | 2 | U39 | 55
| 2U39 | 534 |  | open | [11 empty] | B5 | 2 | U39 | 56
| 2U39 | 535 |  | open | [11 empty] | B5 | 2 | U39 | 57
| 2U39 | 536 |  | open | [11 empty] | B5 | 2 | U39 | 58
| 2U39 | 537 |  | open | [11 empty] | B5 | 2 | U39 | 59
| 2U39 | 538 |  | open | [11 empty] | B5 | 2 | U39 | 60
| 2U39 | 539 |  | open | [11 empty] | B5 | 2 | U39 | 61
| 2U39 | 540 |  | open | [11 empty] | B5 | 2 | U39 | 62
| 2U39 | 541 |  | open | [11 empty] | B5 | 2 | U39 | 63
| 2U39 | 542 |  | open | [11 empty] | B5 | 2 | U39 | 64
in use - ISLin use - ISL | 2U39 | 543 | TSS | in use - ISL | in use - ISL | in use - ISL | in use - ISL | in use - ISL | in use - ISL | in use - ISL | in use - ISL | in use - ISL | in use - ISL | in use - ISL | in use - ISL | B5 | 2 | U39 | 65 - SFP28
2U34 | 3U39 | 544 | TSS | DPU - Port 2 | 5M | MFP7E10-N005 | OSFP to QSFP112 MMF | Aqua | MMA1Z00-NS400-T | MMA4Z00-NS-T | B5 | 2 | U34 |  | DPU0 | B5 | 3 | U39 | 1/1 | B5 R2 U34 DPU - Port 2 B5 R3 SW U39 P1/1 | B5 R2 U34 DPU - Port 2 | B5 R3 SW U39 P1/1
3U34 | 3U39 | 545 | TSS | DPU - Port 2 | 5M | MFP7E10-N005 | OSFP to QSFP112 MMF | Aqua | MMA1Z00-NS400-T |  | B5 | 3 | U34 |  | DPU0 | B5 | 3 | U39 | 1/2 | B5 R3 U34 DPU - Port 2 B5 R3 SW U39 P1/2 | B5 R3 U34 DPU - Port 2 | B5 R3 SW U39 P1/2
1OU41 | 3U39 | 546 | TSS | DPU - Port 2 | 10M | MFP7E10-N007 | OSFP to QSFP112 MMF | Aqua | MMA1Z00-NS400-T | MMA4Z00-NS-T | B5 | 1 | OU41 |  | DPU0 | B5 | 3 | U39 | 2/1 | B5 R1 OU41 DPU - Port 2 B5 R3 SW U39 P2/1 | B5 R1 OU41 DPU - Port 2 | B5 R3 SW U39 P2/1
1OU42 | 3U39 | 547 | TSS | DPU - Port 2 | 7M | MFP7E10-N007 | OSFP to QSFP112 MMF | Aqua | MMA1Z00-NS400-T |  | B5 | 1 | OU42 |  | DPU0 | B5 | 3 | U39 | 2/2 | B5 R1 OU42 DPU - Port 2 B5 R3 SW U39 P2/2 | B5 R1 OU42 DPU - Port 2 | B5 R3 SW U39 P2/2
2U36 | 3U39 | 548 | TSS | HCA5 - Port 1 | 5M | MFA7U10-H005 | NDR to 2x HDR copper | Black | N/A | N/A | B5 | 2 | U36 |  | 200GBE5 | B5 | 3 | U39 | 3/1 | B5 R2 U36 HCA5 - Port 1 B5 R3 SW U39 P3/1 | B5 R2 U36 HCA5 - Port 1 | B5 R3 SW U39 P3/1
2U36 | 3U39 | 549 | TSS | HCA6 - Port 1 |  |  |  |  | N/A |  | B5 | 2 | U36 |  | 200GBE6 | B5 | 3 | U39 | 3/2 | B5 R2 U36 HCA6 - Port 1 B5 R3 SW U39 P3/2 | B5 R2 U36 HCA6 - Port 1 | B5 R3 SW U39 P3/2
2U36 | 3U39 | 550 | TSS | HCA7 - Port 1 | 5M | MFA7U10-H005 | NDR to 2x HDR copper | Black | N/A | N/A | B5 | 2 | U36 |  | 200GBE7 | B5 | 3 | U39 | 4/1 | B5 R2 U36 HCA7 - Port 1 B5 R3 SW U39 P4/1 | B5 R2 U36 HCA7 - Port 1 | B5 R3 SW U39 P4/1
2U36 | 3U39 | 551 | TSS | HCA8 - Port 1 |  |  |  |  | N/A |  | B5 | 2 | U36 |  | 200GBE8 | B5 | 3 | U39 | 4/2 | B5 R2 U36 HCA8 - Port 1 B5 R3 SW U39 P4/2 | B5 R2 U36 HCA8 - Port 1 | B5 R3 SW U39 P4/2
3U36 | 3U39 | 552 | TSS | HCA5 - Port 1 | 1.5M | MCP7Y60-H01A | NDR to 2x HDR copper | Black | N/A | N/A | B5 | 3 | U36 |  | 200GBE5 | B5 | 3 | U39 | 5/1 | B5 R3 U36 HCA5 - Port 1 B5 R3 SW U39 P5/1 | B5 R3 U36 HCA5 - Port 1 | B5 R3 SW U39 P5/1
3U36 | 3U39 | 553 | TSS | HCA6 - Port 1 |  |  |  |  | N/A |  | B5 | 3 | U36 |  | 200GBE6 | B5 | 3 | U39 | 5/2 | B5 R3 U36 HCA6 - Port 1 B5 R3 SW U39 P5/2 | B5 R3 U36 HCA6 - Port 1 | B5 R3 SW U39 P5/2
3U36 | 3U39 | 554 | TSS | HCA7 - Port 1 | 1.5M | MCP7Y60-H01A | NDR to 2x HDR copper | Black | N/A | N/A | B5 | 3 | U36 |  | 200GBE7 | B5 | 3 | U39 | 6/1 | B5 R3 U36 HCA7 - Port 1 B5 R3 SW U39 P6/1 | B5 R3 U36 HCA7 - Port 1 | B5 R3 SW U39 P6/1
3U36 | 3U39 | 555 | TSS | HCA8 - Port 1 |  |  |  |  | N/A |  | B5 | 3 | U36 |  | 200GBE8 | B5 | 3 | U39 | 6/2 | B5 R3 U36 HCA8 - Port 1 B5 R3 SW U39 P6/2 | B5 R3 U36 HCA8 - Port 1 | B5 R3 SW U39 P6/2
| 3U39 | 556 |  | open | [11 empty] | B5 | 3 | U39 | 7
| 3U39 | 557 |  | open | [11 empty] | B5 | 3 | U39 | 8
| 3U39 | 558 |  | open | [11 empty] | B5 | 3 | U39 | 9
| 3U39 | 559 |  | open | [11 empty] | B5 | 3 | U39 | 10
| 3U39 | 560 |  | open | [11 empty] | B5 | 3 | U39 | 11
| 3U39 | 561 |  | open | [11 empty] | B5 | 3 | U39 | 12
| 3U39 | 562 |  | open | [11 empty] | B5 | 3 | U39 | 13
| 3U39 | 563 |  | open | [11 empty] | B5 | 3 | U39 | 14
| 3U39 | 564 |  | open | [11 empty] | B5 | 3 | U39 | 15
| 3U39 | 565 |  | open | [11 empty] | B5 | 3 | U39 | 16
| 3U39 | 566 |  | open | [11 empty] | B5 | 3 | U39 | 17
| 3U39 | 567 |  | open | [11 empty] | B5 | 3 | U39 | 18
| 3U39 | 568 |  | open | [11 empty] | B5 | 3 | U39 | 19
| 3U39 | 569 |  | open | [11 empty] | B5 | 3 | U39 | 20
| 3U39 | 570 |  | open | [11 empty] | B5 | 3 | U39 | 21
| 3U39 | 571 |  | open | [11 empty] | B5 | 3 | U39 | 22
| 3U39 | 572 |  | open | [11 empty] | B5 | 3 | U39 | 23
| 3U39 | 573 |  | open | [11 empty] | B5 | 3 | U39 | 24
| 3U39 | 574 |  | open | [11 empty] | B5 | 3 | U39 | 25
| 3U39 | 575 |  | open | [11 empty] | B5 | 3 | U39 | 26
| 3U39 | 576 |  | open | [11 empty] | B5 | 3 | U39 | 27
| 3U39 | 577 |  | open | [11 empty] | B5 | 3 | U39 | 28
| 3U39 | 578 |  | open | [11 empty] | B5 | 3 | U39 | 29
| 3U39 | 579 |  | open | [11 empty] | B5 | 3 | U39 | 30
| 3U39 | 580 |  | open | [11 empty] | B5 | 3 | U39 | 31
| 3U39 | 581 |  | open | [11 empty] | B5 | 3 | U39 | 32
| 3U39 | 582 |  | open | [11 empty] | B5 | 3 | U39 | 33
| 3U39 | 583 |  | open | [11 empty] | B5 | 3 | U39 | 34
| 3U39 | 584 |  | open | [11 empty] | B5 | 3 | U39 | 35
| 3U39 | 585 |  | open | [11 empty] | B5 | 3 | U39 | 36
| 3U39 | 586 |  | open | [11 empty] | B5 | 3 | U39 | 37
| 3U39 | 587 |  | open | [11 empty] | B5 | 3 | U39 | 38
| 3U39 | 588 |  | open | [11 empty] | B5 | 3 | U39 | 39
| 3U39 | 589 |  | open | [11 empty] | B5 | 3 | U39 | 40
| 3U39 | 590 |  | open | [11 empty] | B5 | 3 | U39 | 41
| 3U39 | 591 |  | open | [11 empty] | B5 | 3 | U39 | 42
| 3U39 | 592 |  | open | [11 empty] | B5 | 3 | U39 | 43
| 3U39 | 593 |  | open | [11 empty] | B5 | 3 | U39 | 44
| 3U39 | 594 |  | open | [11 empty] | B5 | 3 | U39 | 45
| 3U39 | 595 |  | open | [11 empty] | B5 | 3 | U39 | 46
| 3U39 | 596 |  | open | [11 empty] | B5 | 3 | U39 | 47
| 3U39 | 597 |  | open | [11 empty] | B5 | 3 | U39 | 48
| 3U39 | 598 |  | open | [11 empty] | B5 | 3 | U39 | 49
| 3U39 | 599 |  | open | [11 empty] | B5 | 3 | U39 | 50
| 3U39 | 600 |  | open | [11 empty] | B5 | 3 | U39 | 51
| 3U39 | 601 |  | open | [11 empty] | B5 | 3 | U39 | 52
| 3U39 | 602 |  | open | [11 empty] | B5 | 3 | U39 | 53
| 3U39 | 603 |  | open | [11 empty] | B5 | 3 | U39 | 54
| 3U39 | 604 |  | open | [11 empty] | B5 | 3 | U39 | 55
| 3U39 | 605 |  | open | [11 empty] | B5 | 3 | U39 | 56
| 3U39 | 606 |  | open | [11 empty] | B5 | 3 | U39 | 57
| 3U39 | 607 |  | open | [11 empty] | B5 | 3 | U39 | 58
| 3U39 | 608 |  | open | [11 empty] | B5 | 3 | U39 | 59
| 3U39 | 609 |  | open | [11 empty] | B5 | 3 | U39 | 60
| 3U39 | 610 |  | open | [11 empty] | B5 | 3 | U39 | 61
| 3U39 | 611 |  | open | [11 empty] | B5 | 3 | U39 | 62
| 3U39 | 612 |  | open | [11 empty] | B5 | 3 | U39 | 63
| 3U39 | 613 |  | open | [11 empty] | B5 | 3 | U39 | 64
in use - ISLin use - ISL | 3U39 | 614 | TSS | in use - ISL | in use - ISL | in use - ISL | in use - ISL | in use - ISL | in use - ISL | in use - ISL | in use - ISL | in use - ISL | in use - ISL | in use - ISL | in use - ISL | B5 | 3 | U39 | 65 - SFP28
1OU40 | 1OU39 | 615 | Franklin | MGMT | 1FT | 1FT-CAT6 | CAT6 | Blue | N/A | N/A | B5 | 1 | OU40 |  | MGMT IN | B5 | 1 | OU39 | MGMT OUT | B5 R1 OU40 MGMT B5 R1 SW OU39 PMGMT OUT | B5 R1 OU40 MGMT | B5 R1 SW OU39 PMGMT OUT
1OU39 | 1OU38 | 616 | Franklin | MGMT | 1FT | 1FT-CAT6 | CAT6 | Blue | N/A | N/A | B5 | 1 | OU39 |  | MGMT IN | B5 | 1 | OU38 | MGMT OUT | B5 R1 OU39 MGMT B5 R1 SW OU38 PMGMT OUT | B5 R1 OU39 MGMT | B5 R1 SW OU38 PMGMT OUT
1OU38 | 1OU23 | 617 | Franklin | MGMT | 3FT | 3FT-CAT6 | CAT6 | Blue | N/A | N/A | B5 | 1 | OU38 |  | MGMT IN | B5 | 1 | OU23 | MGMT OUT | B5 R1 OU38 MGMT B5 R1 SW OU23 PMGMT OUT | B5 R1 OU38 MGMT | B5 R1 SW OU23 PMGMT OUT
1OU23 | 1OU22 | 618 | Franklin | MGMT | 1FT | 1FT-CAT6 | CAT6 | Blue | N/A | N/A | B5 | 1 | OU23 |  | MGMT IN | B5 | 1 | OU22 | MGMT OUT | B5 R1 OU23 MGMT B5 R1 SW OU22 PMGMT OUT | B5 R1 OU23 MGMT | B5 R1 SW OU22 PMGMT OUT
1OU22 | 1OU10 | 619 | Franklin | MGMT | 3FT | 3FT-CAT6 | CAT6 | Blue | N/A | N/A | B5 | 1 | OU22 |  | MGMT IN | B5 | 1 | OU10 | MGMT OUT | B5 R1 OU22 MGMT B5 R1 SW OU10 PMGMT OUT | B5 R1 OU22 MGMT | B5 R1 SW OU10 PMGMT OUT
1OU10 | 1OU09 | 620 | Franklin | MGMT | 1FT | 1FT-CAT6 | CAT6 | Blue | N/A | N/A | B5 | 1 | OU10 |  | MGMT IN | B5 | 1 | OU09 | MGMT OUT | B5 R1 OU10 MGMT B5 R1 SW OU09 PMGMT OUT | B5 R1 OU10 MGMT | B5 R1 SW OU09 PMGMT OUT
1OU09 | 1OU08 | 621 | Franklin | MGMT | 1FT | 1FT-CAT6 | CAT6 | Blue | N/A | N/A | B5 | 1 | OU09 |  | MGMT IN | B5 | 1 | OU08 | MGMT OUT | B5 R1 OU09 MGMT B5 R1 SW OU08 PMGMT OUT | B5 R1 OU09 MGMT | B5 R1 SW OU08 PMGMT OUT
1OU08 | 1OU03 | 622 | Franklin | MGMT | 4FT | 4FT-CAT6 | CAT6 | Blue | N/A | N/A | B5 | 1 | OU08 |  | MGMT IN | B5 | 1 | OU03 | MGMT OUT | B5 R1 OU08 MGMT B5 R1 SW OU03 PMGMT OUT | B5 R1 OU08 MGMT | B5 R1 SW OU03 PMGMT OUT
2PDU R3 | 2PDU R4 | 623 | TSS | MGMT | 1FT | 1FT-CAT6 | CAT6 | Blue | N/A | N/A | B5 | 2 | PDU R3 |  | MGMT IN | B5 | 2 | PDU R4 | MGMT OUT | B5 R2 PDU R3 MGMT B5 R2 SW PDU R4 PMGMT OUT | B5 R2 PDU R3 MGMT | B5 R2 SW PDU R4 PMGMT OUT
2PDU R4 | 2PDU L4 | 624 | TSS | MGMT | 4FT | 4FT-CAT6 | CAT6 | Blue | N/A | N/A | B5 | 2 | PDU R4 |  | MGMT IN | B5 | 2 | PDU L4 | MGMT OUT | B5 R2 PDU R4 MGMT B5 R2 SW PDU L4 PMGMT OUT | B5 R2 PDU R4 MGMT | B5 R2 SW PDU L4 PMGMT OUT
2PDU L4 | 2PDU L3 | 625 | TSS | MGMT | 1FT | 1FT-CAT6 | CAT6 | Blue | N/A | N/A | B5 | 2 | PDU L4 |  | MGMT IN | B5 | 2 | PDU L3 | MGMT OUT | B5 R2 PDU L4 MGMT B5 R2 SW PDU L3 PMGMT OUT | B5 R2 PDU L4 MGMT | B5 R2 SW PDU L3 PMGMT OUT
3PDU R3 | 3PDU R4 | 626 | TSS | MGMT | 1FT | 1FT-CAT6 | CAT6 | Blue | N/A | N/A | B5 | 3 | PDU R3 |  | MGMT IN | B5 | 3 | PDU R4 | MGMT OUT | B5 R3 PDU R3 MGMT B5 R3 SW PDU R4 PMGMT OUT | B5 R3 PDU R3 MGMT | B5 R3 SW PDU R4 PMGMT OUT
3PDU R4 | 3PDU L4 | 627 | TSS | MGMT | 4FT | 4FT-CAT6 | CAT6 | Blue | N/A | N/A | B5 | 3 | PDU R4 |  | MGMT IN | B5 | 3 | PDU L4 | MGMT OUT | B5 R3 PDU R4 MGMT B5 R3 SW PDU L4 PMGMT OUT | B5 R3 PDU R4 MGMT | B5 R3 SW PDU L4 PMGMT OUT
3PDU L4 | 3PDU L3 | 628 | TSS | MGMT | 1FT | 1FT-CAT6 | CAT6 | Blue | N/A | N/A | B5 | 3 | PDU L4 |  | MGMT IN | B5 | 3 | PDU L3 | MGMT OUT | B5 R3 PDU L4 MGMT B5 R3 SW PDU L3 PMGMT OUT | B5 R3 PDU L4 MGMT | B5 R3 SW PDU L3 PMGMT OUT

## Cable_BOM
QTY used | Ordered | Difference | TSS Quantity | Franklin Quantity | Category | Alt PN | Item Description | Dell Sales Order | Vendor Description
23 | 16 | -7 | 21 | 2 | Ethernet Transceiver - SFP | 407-BBOS | Dell Networking; Transceiver; SFP; 1000BASE-T - Customer Kit | (16) 1026113451 (12) 1020724263
44 | 44 | 0 | 44 | 0 | Ethernet Transceiver | 407-BBWV | Dell Networking; Transceiver; 100GbE QSFP28 SR4; No FEC Capable; MPO; MMF; Customer Kit | 1020724263
0 | 2 | 2 | 0 | 0 | Ethernet Transceiver | 407-BDCY | Dell Networking Transceiver; SFP+ 10GBASE-T 30m; Gen3.5; Customer Kit | 1020724263
6 | 6 | 0 | 6 | 0 | Ethernet Cable - MPO | 470-ABPN | Dell Networking MPO Type B Crossover Cable; Multi Mode Fiber OM4; 3 Meter; Customer kit | 1020724263
8 | 8 | 0 | 8 | 0 | Ethernet Cable - MPO | 470-ABPO | Dell Networking MPO Type B Crossover Cable; Multi Mode Fiber OM4; 1 Meter; Customer kit | 1020724263
6 | 6 | 0 | 6 | 0 | Ethernet Cable - MPO | 470-ABPQ | Dell Networking MPO Type B Crossover Cable; Multi Mode Fiber OM4; 5 Meter; Customer kit | 1020724263
2 | 2 | 0 | 2 | 0 | Ethernet Cable - MPO | 470-ABPV | Dell Networking MPO Type B Crossover Cable; Multi Mode Fiber OM4; 10 Meter; Customer kit | 1020724263
0 | 4 | 4 | 0 | 0 | Ethernet Cable - QSFP direct | 470-ABPW | Dell Networking Cable; 100GbE QSFP28 to QSFP28; Passive Copper Direct Attach; 0.5 Meter;Cust Kit | 1020724263
10 | 11 | 1 | 2 | 8 | Ethernet Cable - SFP28 twinax | 470-ACEU | Dell Networking; Cable; SFP28 to SFP28; 25GbE; Passive Copper Twinax Direct Attach; 3M; Cust Kit | (9) 1026113451 (2) 1020724263
9 | 12 | 3 | 4 | 5 | Ethernet Cable - SFP28 twinax | 470-ACEX | Dell Networking; Cable; SFP28 to SFP28; 25GbE; Passive Copper Twinax Direct Attach; 1M; Cust Kit | (8) 1026113451 (4) 1020724263
0 | 4 | 4 | 0 | 0 | Ethernet Cable - SFP28 twinax | 470-ACEY | Dell Networking; Cable; SFP28 to SFP28; 25GbE; Passive Copper Twinax Direct Attach; 5M; Cust Kit | 1020724263
26 | 53 | 27 | 14 | 12 | Ethernet Cable - SFP28 twinax | 470-ACFB | Dell Networking; Cable; SFP28 to SFP28; 25GbE; Passive Copper Twinax Direct Attach; 2M; Cust Kit | 1020724263
0 | 5 | 5 | 0 | 0 | Ethernet Cable - SFP28 twinax | 470-ACIK | Dell Networking;Cable; SFP28 to SFP28; 25GbE; Active Optical (Optics incl'd);10 Meter; Customer Kit | 1026113451
11 | 8 | -3 | 0 | 11 | Ethernet Cable - SFP28 twinax | 470-AENF | Dell Networking; Cable; SFP28 to SFP28; 25GbE; Passive Copper Twinax Direct Attach; 2.5M; Cust Kit | (8) 1026113451 (4) 1020724263
0 | 2 | 2 |  |  | Ethernet Cable - CAT6 - not used | A5309444 / 22016 | C2G 15ft Cat6 Ethernet Cable - Snagless Unshielded (UTP) - Gray | 1026113452
0 | 4 | 4 |  |  | Ethernet Cable - CAT6 - not used | A7011446 | C2G 14ft Cat6 Ethernet Cable - Snagless Unshielded (UTP) - Gray | 1026113453
0 | 9 | 9 |  |  | Ethernet Cable - CAT6 - not used | A7174246 | C2G 20ft Cat6 Ethernet Cable - Snagless Unshielded (UTP) - Gray | 1026113453
0 | 4 | 4 |  |  | Ethernet Cable - CAT6 - not used | A7202580 | C2G 6ft Cat6a Snagless Unshielded (UTP) Network Patch Ethernet Cable-Gray | 1026113453
0 | 7 | 7 |  |  | Ethernet Cable - CAT6 - not used | A7202583 | C2G 5ft Cat6a Snagless Unshielded (UTP) Network Patch Ethernet Cable-Gray | 1026113453
0 | 2 | 2 |  |  | Ethernet Cable - CAT6 - not used | A7287272 | C2G 8ft Cat6 Snagless Unshielded (UTP) Network Patch Ethernet Cable-Gray | 1026113453
0 | 2 | 2 |  |  | Ethernet Cable - CAT6 - not used | A7287273 | C2G 9ft Cat6 Snagless Unshielded (UTP) Network Patch Ethernet Cable-Gray | 1026113453
0 | 16 | 16 |  |  | Ethernet Cable - CAT6 - not used | A7287277 | C2G 4ft Cat6a Snagless Unshielded (UTP) Network Patch Ethernet Cable-Gray | 1026113453
0 | 7 | 7 |  |  | Ethernet Cable - CAT6 - not used | A7293498 | C2G 2ft Cat6 Ethernet Cable - Snagless Unshielded (UTP) - Black | 1026113453
0 | 2 | 2 |  |  | Ethernet Cable - CAT6 - not used | A7293796 | C2G 10ft Cat6a Snagless Unshielded (UTP) Network Patch Ethernet Cable-Gray | 1026113453
0 | 3 | 3 |  |  | Ethernet Cable - CAT6 - not used | A7293799 | C2G 25ft Cat6a Snagless Unshielded (UTP) Network Patch Ethernet Cable-Gray | 1026113453
0 | 15 | 15 |  |  | Ethernet Cable - CAT6 - not used | A7293819 | C2G 3ft Cat6a Ethernet Cable - Snagless Unshielded (UTP) - Black | 1026113453
0 | 8 | 8 |  |  | Ethernet Cable - CAT6 - not used | A8222193 | C2G 1ft Cat6 Ethernet Cable - Slim - Snagless Unshielded (UTP) - Black | 1026113453
0 | 4 | 4 |  |  | Ethernet Cable - CAT6 - not used | AD324514 | C2G F-Series Cat.6 Patch Network Cable | 1026113453
0 | 4 | 4 | 0 | 0 | IB cable - NDR 4:1 split | MCA7J70-N004 | NVIDIA active copper splitter cable, IB twin port NDR 800Gb/s to 4x200Gb/s, OSFP to 4xOSFP, 4m | 1024506651 | NVIDIA active copper splitter cable, IB twin port NDR 800Gb/s to 4x200Gb/s, OSFP to 4xOSFP, 4m
13 | 13 | 0 | 13 | 0 | IB cable - HDR direct | MCP1650-H001E30 | NVIDIA MCP1650-H001E30 DAC Cable IB HDR up to 200Gb/s QSFP56 1m (HDR) | 1022799979 | Mellanox® Passive Copper cable, IB HDR, up to 200Gb/s, QSFP56, LSZH, 1m, black pulltab, 30AWG
9 | 33 | 24 | 9 | 0 | IB cable - HDR direct | MCP1650-H01AE30 | Mellanox DAC Cable IB HDR up to 200Gb/s QSFP56 1.5m (HDR) | (9) 1022799979 (2) 1024506651 (13) 1021232103 (9) 1019528980 | Mellanox® Passive Copper cable, IB HDR, up to 200Gb/s, QSFP56, LSZH, 1.5m, black pulltab, 30AWG
4 | 21 | 17 | 0 | 4 | IB cable - NDR 2:1 split | MCP7Y00-N001 | CS-FED-NVIDIA passive copper splitter cable; IB twin port NDR 800Gb/s to 2x400Gb/s; OSFP to 2xOSFP;1 (HDR) | (11) 1019528980 (10) 1022799979 | NVIDIA passive copper splitter cable, IB twin port NDR 800Gb/s to 2x400Gb/s, OSFP to 2xOSFP, 1m
12 | 38 | 26 | 0 | 12 | IB cable - NDR 2:1 split | MCP7Y00-N002 | NVIDIA Passive Copper Splitter Cable; IB Twin Port NDR 800Gb/s to 2x400Gb/s; OSFP to 2m (HDR) | (20) 1019528980 (18) 1022799979 | NVIDIA passive copper splitter cable, IB twin port NDR 800Gb/s to 2x400Gb/s, OSFP to 2xOSFP, 2m
26 | 53 | 27 | 8 | 18 | IB cable - NDR 2:1 split | MCP7Y00-N01A | Mellanox HPE InfiniBand NDR OSFP to 2xOSFP 1.5m Splitter Direct Attach Copper Cable (HDR) | (27) 1022799979 (26) 1019528980 | NVIDIA passive copper splitter cable, IB twin port NDR 800Gb/s to 2x400Gb/s, OSFP to 2xOSFP, 1.5m
4 | 10 | 6 | 0 | 4 | IB cable - NDR 2:1 split | MCP7Y00-N02A | Mellanox InfiniBand NDR OSFP to 2xOSFP 2.5m Splitter Direct Attach Copper Cable (HDR) | (6) 1019528980 (4) 1022799979 | NVIDIA passive copper splitter cable, IB twin port NDR 800Gb/s to 2x400Gb/s, OSFP to 2xOSFP, 2.5m
0 | 2 | 2 | 0 | 0 | IB cable - NDR 2:1 split QSFP112 | MCP7Y10-N003 | CS-FED-NVIDIA passive copper splitter cable; IB twin port NDR 800Gb/s to 2x400G b/s - Male Left Gender - Male Right Gend (HDR) | 1019528980 | NVIDIA passive copper splitter cable, IB twin port NDR 800Gb/s to 2x400Gb/s, OSFP to 2xQSFP112, 3m
4 | 4 | 0 | 4 | 0 | IB cable - NDR-HDR 2:1 split | MCP7Y60-H01A | NVIDIA OSFP/QSFP56 Splitter Network Cable (HDR) | 1022799979 | NVIDIA passive copper splitter cable, IB twin port HDR 400Gb/s to 2x200Gb/s, OSFP to 2xQSFP56, 1.5m
0 | 22 | 22 | 0 | 0 | IB HCA | MCX755106AS-HEAT | NVIDIA MCX755106AS-HEAT ConnectX-7 Adapter Card 200GbE/NDR200 Crypto Disabled | 1025456386
4 | 12 | 8 | 4 | 0 | IB cable - NDR-HDR 2:1 split | MFA7U10-H003 | CS-FED-NVIDIA AOC splitter; IB twin port HDR; 400Gb/s to 2x200Gb/s; OSFP to 2xQSFP56; 3m | (4) 1019528980 (4) 1022799979 (4) 1019528980 | NVIDIA AOC splitter, IB twin port HDR, 400Gb/s to 2x200Gb/s, OSFP to 2xQSFP56, 3m
8 | 8 | 0 | 8 | 0 | IB cable - NDR-HDR 2:1 split | MFA7U10-H005 | CS-FED-NVIDIA AOC splitter; IB twin port HDR; 400Gb/s to 2x200Gb/s - Male Left Gender - Male Right Gender - OSFP Right C | (8) 1019528980 (8) 1022799979 | NVIDIA AOC splitter, IB twin port HDR, 400Gb/s to 2x200Gb/s, OSFP to 2xQSFP56, 5m
20 | 20 | 0 | 20 | 0 | IB cable - MPO12 APC | MFP7E10-N003 | NVIDIA InfiniBand NDR 8 Fiber MPO to 8 Fiber MPO Multi-mode 3m Cable (NDR100) | (20) 1019528980 (2) 1022799979 | NVIDIA passive fiber cable, MMF, MPO12 APC to MPO12 APC, 3m
24 | 90 | 66 | 24 | 0 | IB cable - MPO12 APC | MFP7E10-N005 | Passive fiber cbl MMF 2xMPO12 APC 5m (NDR100) | (22) 1022799979 (68) 1019528980 | NVIDIA passive fiber cable, MMF, MPO12 APC to MPO12 APC, 5m
44 | 104 | 60 | 44 | 0 | IB cable - MPO12 APC | MFP7E10-N007 | CS-FED-NVIDIA MFP7E10-N007 passive fiber cable; MMF; MPO12 APC to MPO12 APC; 7m (NDR100) | (50) 1019528980 (54) 1022799979 | NVIDIA passive fiber cable, MMF, MPO12 APC to MPO12 APC, 7m
11 | 17 | 6 | 11 | 0 | IB cable - MPO12 APC 2:1 split | MFP7E20-N003 | NVIDIA Passive Fiber Cable; MMF ; MPO12 APC to 2xMPO12 APC; 3m (NDR200) | (11) 1023778056 (6) 1022799979 | NVIDIA passive fiber cable, MMF, MPO12 APC to 2xMPO12 APC, 3m
11 | 18 | 7 | 11 | 0 | IB cable - MPO12 APC 2:1 split | MFP7E20-N007 | NVIDIA Passive Fiber Cable; MMF ; MPO12 APC to 2xMPO12 APC; 7m (NDR200) | (11) 1023778056 (7) 1022799979 | NVIDIA passive fiber cable, MMF, MPO12 APC to 2xMPO12 APC, 7m
42 | 70 | 28 | 41 | 0 | IB Transceiver - single port QSFP112 | MMA1Z00-NS400 | 407-BDHY MMA1Z00-NS400 NV 1-PT TRCVR CUSTOMER KIT;400GBPS;QSFP112; MPO12 APC; 850NM MMF;UP TO 50M;FLAT TOP | (44) 1023778055 (26) 1022799980 | NVIDIA single port transceiver, 400Gbps, QSFP112, MPO12 APC, 850nm MMF, up to 50m, flat top
8 | 8 | 0 | 8 | 0 | IB Transceiver - single port QSFP112 | MMA1Z00-NS400-T | NVIDIA QSFP112 Module | 1022799979 | SINGLE PORT TRANSCEIVER, 400GBPS,400GbE, QSFP112, MPO12 APC, 850NM MMF, UP TO 50M, FLAT TOP
0 | 4 | 4 | 0 | 0 | IB Transceiver - single port OSFP | MMA4Z00-NS400-T | CS-FED-SINGLE PORT TRANSCEIVER; 400GBPS;400GbE; OSFP; MPO12 APC; 850NM MMF; UP TO 50M; FLAT TOP- 8.5 Watts (max) using 4 | 1019528980 | SINGLE PORT TRANSCEIVER, 400GBPS,400GbE, OSFP, MPO12 APC, 850NM MMF, UP TO 50M, FLAT TOP
4 | 6 | 2 | 4 | 0 | IB Transceiver - twin port OSFP | MMA4Z00-NS-T | CS-FED-TWIN PORT TRANSCEIVER; 800GBPS; 2 x 400GbE; OSFP; 2XMPO12 APC; 850NM MMF; UP TO 50M; FINNED | (2) 1019528980 (4) 1022799979 | TWIN PORT TRANSCEIVER, 800GBPS,2X400GbE, OSFP, 2XMPO12 APC, 850NM MMF, UP TO 50M, FINNED
10 | 10 | 0 | 5 | 5 | Ethernet Cable - CAT6 | 1FT-CAT6 | CAT6 - 1 ft
4 | 4 | 0 | 4 | 0 | Ethernet Cable - CAT6 | 2FT-CAT6 | CAT6 - 2 ft
8 | 8 | 0 | 6 | 2 | Ethernet Cable - CAT6 | 3FT-CAT6 | CAT6 - 3 ft
16 | 16 | 0 | 14 | 2 | Ethernet Cable - CAT6 | 4FT-CAT6 | CAT6 - 4 ft
10 | 10 | 0 | 10 | 0 | Ethernet Cable - CAT6 | 5FT-CAT6 | CAT6 - 5 ft
5 | 5 | 0 | 5 | 0 | Ethernet Cable - CAT6 | 6FT-CAT6 | CAT6 - 6 ft
4 | 4 | 0 | 3 | 1 | Ethernet Cable - CAT6 | 7FT-CAT6 | CAT6 - 7 ft
1 | 1 | 0 | 1 | 0 | Ethernet Cable - CAT6 | 8FT-CAT6 | CAT6 - 8 ft
0 | 0 | 0 | 0 | 0 | Ethernet Cable - CAT6 | 9FT-CAT6 | CAT6 - 9 ft
1 | 1 | 0 | 1 | 0 | Ethernet Cable - CAT6 | 10FT-CAT6 | CAT6 - 10 ft
1 | 1 | 0 | 1 | 0 | Ethernet Cable - CAT6 | 14FT-CAT6 | CAT6 - 14 ft
2 | 2 | 0 | 2 | 0 | Ethernet Cable - CAT6 | 15FT-CAT6 | CAT6 - 15 ft
7 | 7 | 0 | 7 | 0 | Ethernet Cable - CAT6 | 20FT-CAT6 | CAT6 - 20 ft
4 | 4 | 0 | 4 | 0 | Ethernet Cable - CAT6 | 25FT-CAT6 | CAT6 - 25 ft
4 | 4 | 0 | 4 | 0 | SFP28 TwinAx DAC - 7m | 470-ACIF
102 |  | -102 | 102 | 0 | Dual port NDR transceiver | MMA4Z00-NS
|  |  | 0 | 0

## PDU Labels
Index | Cable Length | Cable Type | Row | Rack | U location | PSU | Rack | PDU | Bank | Socket | Label | TSS top | TSS bottom | Cable |  | TSS Qty
1 | 6ft | C13-C14 | B5 | 2 | U01 | 1 | 2 | PDU L1 | 1 | 1 | B5 R2 U01 PSU 1 R2 PDU L1 Circuit 1 P1 | B5 R2 U01 PSU 1 | R2 PDU L1 Circuit 1 P1 | 6ft | C13-C14 | 70
2 | 6ft | C13-C14 | B5 | 2 | U01 | 2 | 2 | PDU R1 | 1 | 1 | B5 R2 U01 PSU 2 R2 PDU R1 Circuit 1 P1 | B5 R2 U01 PSU 2 | R2 PDU R1 Circuit 1 P1 | 10ft | C13-C14 | 24
3 | 6ft | C13-C14 | B5 | 2 | U03 | 1 | 2 | PDU L2 | 1 | 1 | B5 R2 U03 PSU 1 R2 PDU L2 Circuit 1 P1 | B5 R2 U03 PSU 1 | R2 PDU L2 Circuit 1 P1 | 15ft | C13-C14 | 2
4 | 6ft | C13-C14 | B5 | 2 | U03 | 2 | 2 | PDU R2 | 1 | 1 | B5 R2 U03 PSU 2 R2 PDU R2 Circuit 1 P1 | B5 R2 U03 PSU 2 | R2 PDU R2 Circuit 1 P1 | 10ft | C14-C15 | 8
5 | 6ft | C13-C14 | B5 | 2 | U05 | 1 | 2 | PDU L1 | 2 | 1 | B5 R2 U05 PSU 1 R2 PDU L1 Circuit 2 P1 | B5 R2 U05 PSU 1 | R2 PDU L1 Circuit 2 P1 | 15ft | C14-C15 | 4
6 | 6ft | C13-C14 | B5 | 2 | U05 | 2 | 2 | PDU R1 | 2 | 1 | B5 R2 U05 PSU 2 R2 PDU R1 Circuit 2 P1 | B5 R2 U05 PSU 2 | R2 PDU R1 Circuit 2 P1 | 6ft | C19-C20 | 4
7 | 6ft | C13-C14 | B5 | 2 | U07 | 1 | 2 | PDU L2 | 2 | 1 | B5 R2 U07 PSU 1 R2 PDU L2 Circuit 2 P1 | B5 R2 U07 PSU 1 | R2 PDU L2 Circuit 2 P1
8 | 6ft | C13-C14 | B5 | 2 | U07 | 2 | 2 | PDU R2 | 2 | 1 | B5 R2 U07 PSU 2 R2 PDU R2 Circuit 2 P1 | B5 R2 U07 PSU 2 | R2 PDU R2 Circuit 2 P1
9 | 6ft | C13-C14 | B5 | 2 | U09 | 1 | 2 | PDU L1 | 2 | 2 | B5 R2 U09 PSU 1 R2 PDU L1 Circuit 2 P2 | B5 R2 U09 PSU 1 | R2 PDU L1 Circuit 2 P2
10 | 6ft | C13-C14 | B5 | 2 | U09 | 2 | 2 | PDU R1 | 2 | 2 | B5 R2 U09 PSU 2 R2 PDU R1 Circuit 2 P2 | B5 R2 U09 PSU 2 | R2 PDU R1 Circuit 2 P2
11 | 10ft | C13-C14 | B5 | 2 | U11 | 1 | 2 | PDU L2 | 2 | 2 | B5 R2 U11 PSU 1 R2 PDU L2 Circuit 2 P2 | B5 R2 U11 PSU 1 | R2 PDU L2 Circuit 2 P2
12 | 10ft | C13-C14 | B5 | 2 | U11 | 2 | 2 | PDU R2 | 2 | 2 | B5 R2 U11 PSU 2 R2 PDU R2 Circuit 2 P2 | B5 R2 U11 PSU 2 | R2 PDU R2 Circuit 2 P2
13 | 6ft | C13-C14 | B5 | 2 | U13 | 1 | 2 | PDU L1 | 3 | 1 | B5 R2 U13 PSU 1 R2 PDU L1 Circuit 3 P1 | B5 R2 U13 PSU 1 | R2 PDU L1 Circuit 3 P1
14 | 6ft | C13-C14 | B5 | 2 | U13 | 2 | 2 | PDU R1 | 3 | 1 | B5 R2 U13 PSU 2 R2 PDU R1 Circuit 3 P1 | B5 R2 U13 PSU 2 | R2 PDU R1 Circuit 3 P1
15 | 6ft | C13-C14 | B5 | 2 | U13 | 3 | 2 | PDU L2 | 3 | 1 | B5 R2 U13 PSU 3 R2 PDU L2 Circuit 3 P1 | B5 R2 U13 PSU 3 | R2 PDU L2 Circuit 3 P1
16 | 6ft | C13-C14 | B5 | 2 | U13 | 4 | 2 | PDU R2 | 3 | 1 | B5 R2 U13 PSU 4 R2 PDU R2 Circuit 3 P1 | B5 R2 U13 PSU 4 | R2 PDU R2 Circuit 3 P1
17 | 10ft | C13-C14 | B5 | 2 | U17 | 1 | 2 | PDU L1 | 3 | 2 | B5 R2 U17 PSU 1 R2 PDU L1 Circuit 3 P2 | B5 R2 U17 PSU 1 | R2 PDU L1 Circuit 3 P2
18 | 10ft | C13-C14 | B5 | 2 | U17 | 2 | 2 | PDU R1 | 3 | 2 | B5 R2 U17 PSU 2 R2 PDU R1 Circuit 3 P2 | B5 R2 U17 PSU 2 | R2 PDU R1 Circuit 3 P2
19 | 10ft | C13-C14 | B5 | 2 | U18 | 1 | 2 | PDU L2 | 3 | 2 | B5 R2 U18 PSU 1 R2 PDU L2 Circuit 3 P2 | B5 R2 U18 PSU 1 | R2 PDU L2 Circuit 3 P2
20 | 10ft | C13-C14 | B5 | 2 | U18 | 2 | 2 | PDU R2 | 3 | 2 | B5 R2 U18 PSU 2 R2 PDU R2 Circuit 3 P2 | B5 R2 U18 PSU 2 | R2 PDU R2 Circuit 3 P2
21 | 6ft | C13-C14 | B5 | 2 | U20 | 1 | 2 | PDU L2 | 3 | 3 | B5 R2 U20 PSU 1 R2 PDU L2 Circuit 3 P3 | B5 R2 U20 PSU 1 | R2 PDU L2 Circuit 3 P3
22 | 6ft | C13-C14 | B5 | 2 | U20 | 2 | 2 | PDU R2 | 3 | 3 | B5 R2 U20 PSU 2 R2 PDU R2 Circuit 3 P3 | B5 R2 U20 PSU 2 | R2 PDU R2 Circuit 3 P3
23 | 10ft | C13-C14 | B5 | 2 | U22 | 1 | 2 | PDU L2 | 4 | 1 | B5 R2 U22 PSU 1 R2 PDU L2 Circuit 4 P1 | B5 R2 U22 PSU 1 | R2 PDU L2 Circuit 4 P1
24 | 10ft | C13-C14 | B5 | 2 | U22 | 2 | 2 | PDU R2 | 4 | 1 | B5 R2 U22 PSU 2 R2 PDU R2 Circuit 4 P1 | B5 R2 U22 PSU 2 | R2 PDU R2 Circuit 4 P1
25 | 10ft | C13-C14 | B5 | 2 | U24 | 1 | 2 | PDU L1 | 4 | 1 | B5 R2 U24 PSU 1 R2 PDU L1 Circuit 4 P1 | B5 R2 U24 PSU 1 | R2 PDU L1 Circuit 4 P1
26 | 10ft | C13-C14 | B5 | 2 | U24 | 2 | 2 | PDU R1 | 4 | 1 | B5 R2 U24 PSU 2 R2 PDU R1 Circuit 4 P1 | B5 R2 U24 PSU 2 | R2 PDU R1 Circuit 4 P1
27 | 10ft | C14-C15 | B5 | 2 | U26 | 1 | 2 | PDU L1 | 4 | 2 | B5 R2 U26 PSU 1 R2 PDU L1 Circuit 4 P2 | B5 R2 U26 PSU 1 | R2 PDU L1 Circuit 4 P2
28 | 10ft | C14-C15 | B5 | 2 | U26 | 2 | 2 | PDU R1 | 4 | 2 | B5 R2 U26 PSU 2 R2 PDU R1 Circuit 4 P2 | B5 R2 U26 PSU 2 | R2 PDU R1 Circuit 4 P2
29 | 6ft | C13-C14 | B5 | 2 | U28 | 1 | 2 | PDU L2 | 4 | 2 | B5 R2 U28 PSU 1 R2 PDU L2 Circuit 4 P2 | B5 R2 U28 PSU 1 | R2 PDU L2 Circuit 4 P2
30 | 6ft | C13-C14 | B5 | 2 | U28 | 2 | 2 | PDU R2 | 4 | 2 | B5 R2 U28 PSU 2 R2 PDU R2 Circuit 4 P2 | B5 R2 U28 PSU 2 | R2 PDU R2 Circuit 4 P2
31 | 6ft | C13-C14 | B5 | 2 | U29 | 1 | 2 | PDU L1 | 4 | 3 | B5 R2 U29 PSU 1 R2 PDU L1 Circuit 4 P3 | B5 R2 U29 PSU 1 | R2 PDU L1 Circuit 4 P3
32 | 6ft | C13-C14 | B5 | 2 | U29 | 2 | 2 | PDU R1 | 4 | 3 | B5 R2 U29 PSU 2 R2 PDU R1 Circuit 4 P3 | B5 R2 U29 PSU 2 | R2 PDU R1 Circuit 4 P3
33 | 6ft | C13-C14 | B5 | 2 | U30 | 1 | 2 | PDU L2 | 5 | 1 | B5 R2 U30 PSU 1 R2 PDU L2 Circuit 5 P1 | B5 R2 U30 PSU 1 | R2 PDU L2 Circuit 5 P1
34 | 6ft | C13-C14 | B5 | 2 | U30 | 2 | 2 | PDU R2 | 5 | 1 | B5 R2 U30 PSU 2 R2 PDU R2 Circuit 5 P1 | B5 R2 U30 PSU 2 | R2 PDU R2 Circuit 5 P1
35 | 6ft | C13-C14 | B5 | 2 | U31 | 1 | 2 | PDU L1 | 5 | 1 | B5 R2 U31 PSU 1 R2 PDU L1 Circuit 5 P1 | B5 R2 U31 PSU 1 | R2 PDU L1 Circuit 5 P1
36 | 6ft | C13-C14 | B5 | 2 | U31 | 2 | 2 | PDU R1 | 5 | 1 | B5 R2 U31 PSU 2 R2 PDU R1 Circuit 5 P1 | B5 R2 U31 PSU 2 | R2 PDU R1 Circuit 5 P1
37 | 6ft | C13-C14 | B5 | 2 | U32 | 1 | 2 | PDU L2 | 5 | 2 | B5 R2 U32 PSU 1 R2 PDU L2 Circuit 5 P2 | B5 R2 U32 PSU 1 | R2 PDU L2 Circuit 5 P2
38 | 6ft | C13-C14 | B5 | 2 | U32 | 2 | 2 | PDU R2 | 5 | 2 | B5 R2 U32 PSU 2 R2 PDU R2 Circuit 5 P2 | B5 R2 U32 PSU 2 | R2 PDU R2 Circuit 5 P2
39 | 6ft | C13-C14 | B5 | 2 | U33 | 1 | 2 | PDU L1 | 5 | 2 | B5 R2 U33 PSU 1 R2 PDU L1 Circuit 5 P2 | B5 R2 U33 PSU 1 | R2 PDU L1 Circuit 5 P2
40 | 6ft | C13-C14 | B5 | 2 | U33 | 2 | 2 | PDU R1 | 5 | 2 | B5 R2 U33 PSU 2 R2 PDU R1 Circuit 5 P2 | B5 R2 U33 PSU 2 | R2 PDU R1 Circuit 5 P2
41 | 6ft | C13-C14 | B5 | 2 | U34 | 1 | 2 | PDU L1 | 6 | 1 | B5 R2 U34 PSU 1 R2 PDU L1 Circuit 6 P1 | B5 R2 U34 PSU 1 | R2 PDU L1 Circuit 6 P1
42 | 6ft | C13-C14 | B5 | 2 | U34 | 2 | 2 | PDU R1 | 6 | 1 | B5 R2 U34 PSU 2 R2 PDU R1 Circuit 6 P1 | B5 R2 U34 PSU 2 | R2 PDU R1 Circuit 6 P1
43 | 6ft | C13-C14 | B5 | 2 | U36 | 1 | 2 | PDU L1 | 6 | 2 | B5 R2 U36 PSU 1 R2 PDU L1 Circuit 6 P2 | B5 R2 U36 PSU 1 | R2 PDU L1 Circuit 6 P2
44 | 6ft | C13-C14 | B5 | 2 | U36 | 2 | 2 | PDU R1 | 6 | 2 | B5 R2 U36 PSU 2 R2 PDU R1 Circuit 6 P2 | B5 R2 U36 PSU 2 | R2 PDU R1 Circuit 6 P2
45 | 6ft | C19-C20 | B5 | 2 | U39 | 1 | 2 | PDU L2 | 6 | 4 | B5 R2 U39 PSU 1 R2 PDU L2 Circuit 6 P4 | B5 R2 U39 PSU 1 | R2 PDU L2 Circuit 6 P4
46 | 6ft | C19-C20 | B5 | 2 | U39 | 2 | 2 | PDU R2 | 6 | 4 | B5 R2 U39 PSU 2 R2 PDU R2 Circuit 6 P4 | B5 R2 U39 PSU 2 | R2 PDU R2 Circuit 6 P4
47 | 10ft | C13-C14 | B5 | 2 | U42 | 1 | 2 | PDU L1 | 6 | 3 | B5 R2 U42 PSU 1 R2 PDU L1 Circuit 6 P3 | B5 R2 U42 PSU 1 | R2 PDU L1 Circuit 6 P3
48 | 10ft | C13-C14 | B5 | 2 | U42 | 2 | 2 | PDU R1 | 6 | 3 | B5 R2 U42 PSU 2 R2 PDU R1 Circuit 6 P3 | B5 R2 U42 PSU 2 | R2 PDU R1 Circuit 6 P3
49 | 10ft | C14-C15 | B5 | 2 | U43 | 1 | 2 | PDU L2 | 6 | 1 | B5 R2 U43 PSU 1 R2 PDU L2 Circuit 6 P1 | B5 R2 U43 PSU 1 | R2 PDU L2 Circuit 6 P1
50 | 10ft | C14-C15 | B5 | 2 | U43 | 2 | 2 | PDU R2 | 6 | 1 | B5 R2 U43 PSU 2 R2 PDU R2 Circuit 6 P1 | B5 R2 U43 PSU 2 | R2 PDU R2 Circuit 6 P1
51 | 10ft | C13-C14 | B5 | 2 | U45 | 1 | 2 | PDU L2 | 4 | 3 | B5 R2 U45 PSU 1 R2 PDU L2 Circuit 4 P3 | B5 R2 U45 PSU 1 | R2 PDU L2 Circuit 4 P3
52 | 10ft | C13-C14 | B5 | 2 | U45 | 2 | 2 | PDU R1 | 6 | 4 | B5 R2 U45 PSU 2 R2 PDU R1 Circuit 6 P4 | B5 R2 U45 PSU 2 | R2 PDU R1 Circuit 6 P4
53 | 6ft | C13-C14 | B5 | 3 | U03 | 1 | 3 | PDU L1 | 1 | 1 | B5 R3 U03 PSU 1 R3 PDU L1 Circuit 1 P1 | B5 R3 U03 PSU 1 | R3 PDU L1 Circuit 1 P1
54 | 6ft | C13-C14 | B5 | 3 | U03 | 2 | 3 | PDU R1 | 1 | 1 | B5 R3 U03 PSU 2 R3 PDU R1 Circuit 1 P1 | B5 R3 U03 PSU 2 | R3 PDU R1 Circuit 1 P1
55 | 6ft | C13-C14 | B5 | 3 | U04 | 1 | 3 | PDU L2 | 1 | 1 | B5 R3 U04 PSU 1 R3 PDU L2 Circuit 1 P1 | B5 R3 U04 PSU 1 | R3 PDU L2 Circuit 1 P1
56 | 6ft | C13-C14 | B5 | 3 | U04 | 2 | 3 | PDU R2 | 1 | 1 | B5 R3 U04 PSU 2 R3 PDU R2 Circuit 1 P1 | B5 R3 U04 PSU 2 | R3 PDU R2 Circuit 1 P1
57 | 6ft | C13-C14 | B5 | 3 | U05 | 1 | 3 | PDU L1 | 1 | 2 | B5 R3 U05 PSU 1 R3 PDU L1 Circuit 1 P2 | B5 R3 U05 PSU 1 | R3 PDU L1 Circuit 1 P2
58 | 6ft | C13-C14 | B5 | 3 | U05 | 2 | 3 | PDU R1 | 1 | 2 | B5 R3 U05 PSU 2 R3 PDU R1 Circuit 1 P2 | B5 R3 U05 PSU 2 | R3 PDU R1 Circuit 1 P2
59 | 6ft | C13-C14 | B5 | 3 | U06 | 1 | 3 | PDU L2 | 1 | 2 | B5 R3 U06 PSU 1 R3 PDU L2 Circuit 1 P2 | B5 R3 U06 PSU 1 | R3 PDU L2 Circuit 1 P2
60 | 6ft | C13-C14 | B5 | 3 | U06 | 2 | 3 | PDU R2 | 1 | 2 | B5 R3 U06 PSU 2 R3 PDU R2 Circuit 1 P2 | B5 R3 U06 PSU 2 | R3 PDU R2 Circuit 1 P2
61 | 6ft | C13-C14 | B5 | 3 | U07 | 1 | 3 | PDU L1 | 1 | 3 | B5 R3 U07 PSU 1 R3 PDU L1 Circuit 1 P3 | B5 R3 U07 PSU 1 | R3 PDU L1 Circuit 1 P3
62 | 6ft | C13-C14 | B5 | 3 | U07 | 2 | 3 | PDU R1 | 2 | 1 | B5 R3 U07 PSU 2 R3 PDU R1 Circuit 2 P1 | B5 R3 U07 PSU 2 | R3 PDU R1 Circuit 2 P1
63 | 6ft | C13-C14 | B5 | 3 | U08 | 1 | 3 | PDU L2 | 2 | 1 | B5 R3 U08 PSU 1 R3 PDU L2 Circuit 2 P1 | B5 R3 U08 PSU 1 | R3 PDU L2 Circuit 2 P1
64 | 6ft | C13-C14 | B5 | 3 | U08 | 2 | 3 | PDU R2 | 2 | 1 | B5 R3 U08 PSU 2 R3 PDU R2 Circuit 2 P1 | B5 R3 U08 PSU 2 | R3 PDU R2 Circuit 2 P1
65 | 6ft | C13-C14 | B5 | 3 | U09 | 1 | 3 | PDU L1 | 2 | 1 | B5 R3 U09 PSU 1 R3 PDU L1 Circuit 2 P1 | B5 R3 U09 PSU 1 | R3 PDU L1 Circuit 2 P1
66 | 6ft | C13-C14 | B5 | 3 | U09 | 2 | 3 | PDU R1 | 2 | 2 | B5 R3 U09 PSU 2 R3 PDU R1 Circuit 2 P2 | B5 R3 U09 PSU 2 | R3 PDU R1 Circuit 2 P2
67 | 6ft | C13-C14 | B5 | 3 | U10 | 1 | 3 | PDU L2 | 2 | 2 | B5 R3 U10 PSU 1 R3 PDU L2 Circuit 2 P2 | B5 R3 U10 PSU 1 | R3 PDU L2 Circuit 2 P2
68 | 6ft | C13-C14 | B5 | 3 | U10 | 2 | 3 | PDU R2 | 3 | 1 | B5 R3 U10 PSU 2 R3 PDU R2 Circuit 3 P1 | B5 R3 U10 PSU 2 | R3 PDU R2 Circuit 3 P1
69 | 6ft | C13-C14 | B5 | 3 | U11 | 1 | 3 | PDU L1 | 3 | 1 | B5 R3 U11 PSU 1 R3 PDU L1 Circuit 3 P1 | B5 R3 U11 PSU 1 | R3 PDU L1 Circuit 3 P1
70 | 6ft | C13-C14 | B5 | 3 | U11 | 2 | 3 | PDU R1 | 3 | 1 | B5 R3 U11 PSU 2 R3 PDU R1 Circuit 3 P1 | B5 R3 U11 PSU 2 | R3 PDU R1 Circuit 3 P1
71 | 6ft | C13-C14 | B5 | 3 | U12 | 1 | 3 | PDU L2 | 3 | 1 | B5 R3 U12 PSU 1 R3 PDU L2 Circuit 3 P1 | B5 R3 U12 PSU 1 | R3 PDU L2 Circuit 3 P1
72 | 6ft | C13-C14 | B5 | 3 | U12 | 2 | 3 | PDU R2 | 3 | 2 | B5 R3 U12 PSU 2 R3 PDU R2 Circuit 3 P2 | B5 R3 U12 PSU 2 | R3 PDU R2 Circuit 3 P2
73 | 6ft | C13-C14 | B5 | 3 | U13 | 1 | 3 | PDU L1 | 3 | 2 | B5 R3 U13 PSU 1 R3 PDU L1 Circuit 3 P2 | B5 R3 U13 PSU 1 | R3 PDU L1 Circuit 3 P2
74 | 6ft | C13-C14 | B5 | 3 | U13 | 2 | 3 | PDU R1 | 3 | 2 | B5 R3 U13 PSU 2 R3 PDU R1 Circuit 3 P2 | B5 R3 U13 PSU 2 | R3 PDU R1 Circuit 3 P2
75 | 10ft | C13-C14 | B5 | 3 | U15 | 1 | 3 | PDU L2 | 3 | 2 | B5 R3 U15 PSU 1 R3 PDU L2 Circuit 3 P2 | B5 R3 U15 PSU 1 | R3 PDU L2 Circuit 3 P2
76 | 10ft | C13-C14 | B5 | 3 | U15 | 2 | 3 | PDU R2 | 3 | 3 | B5 R3 U15 PSU 2 R3 PDU R2 Circuit 3 P3 | B5 R3 U15 PSU 2 | R3 PDU R2 Circuit 3 P3
77 | 10ft | C13-C14 | B5 | 3 | U16 | 1 | 3 | PDU L2 | 3 | 3 | B5 R3 U16 PSU 1 R3 PDU L2 Circuit 3 P3 | B5 R3 U16 PSU 1 | R3 PDU L2 Circuit 3 P3
78 | 10ft | C13-C14 | B5 | 3 | U16 | 2 | 3 | PDU R2 | 3 | 4 | B5 R3 U16 PSU 2 R3 PDU R2 Circuit 3 P4 | B5 R3 U16 PSU 2 | R3 PDU R2 Circuit 3 P4
79 | 10ft | C13-C14 | B5 | 3 | U22 | 1 | 3 | PDU L2 | 4 | 1 | B5 R3 U22 PSU 1 R3 PDU L2 Circuit 4 P1 | B5 R3 U22 PSU 1 | R3 PDU L2 Circuit 4 P1
80 | 10ft | C13-C14 | B5 | 3 | U22 | 2 | 3 | PDU R2 | 4 | 1 | B5 R3 U22 PSU 2 R3 PDU R2 Circuit 4 P1 | B5 R3 U22 PSU 2 | R3 PDU R2 Circuit 4 P1
81 | 10ft | C14-C15 | B5 | 3 | U26 | 1 | 3 | PDU L1 | 4 | 1 | B5 R3 U26 PSU 1 R3 PDU L1 Circuit 4 P1 | B5 R3 U26 PSU 1 | R3 PDU L1 Circuit 4 P1
82 | 10ft | C14-C15 | B5 | 3 | U26 | 2 | 3 | PDU R1 | 4 | 1 | B5 R3 U26 PSU 2 R3 PDU R1 Circuit 4 P1 | B5 R3 U26 PSU 2 | R3 PDU R1 Circuit 4 P1
83 | 6ft | C13-C14 | B5 | 3 | U28 | 1 | 3 | PDU L2 | 4 | 2 | B5 R3 U28 PSU 1 R3 PDU L2 Circuit 4 P2 | B5 R3 U28 PSU 1 | R3 PDU L2 Circuit 4 P2
84 | 6ft | C13-C14 | B5 | 3 | U28 | 2 | 3 | PDU R2 | 4 | 2 | B5 R3 U28 PSU 2 R3 PDU R2 Circuit 4 P2 | B5 R3 U28 PSU 2 | R3 PDU R2 Circuit 4 P2
85 | 6ft | C13-C14 | B5 | 3 | U29 | 1 | 3 | PDU L1 | 4 | 2 | B5 R3 U29 PSU 1 R3 PDU L1 Circuit 4 P2 | B5 R3 U29 PSU 1 | R3 PDU L1 Circuit 4 P2
86 | 6ft | C13-C14 | B5 | 3 | U29 | 2 | 3 | PDU R1 | 4 | 2 | B5 R3 U29 PSU 2 R3 PDU R1 Circuit 4 P2 | B5 R3 U29 PSU 2 | R3 PDU R1 Circuit 4 P2
87 | 6ft | C13-C14 | B5 | 3 | U30 | 1 | 3 | PDU L2 | 4 | 3 | B5 R3 U30 PSU 1 R3 PDU L2 Circuit 4 P3 | B5 R3 U30 PSU 1 | R3 PDU L2 Circuit 4 P3
88 | 6ft | C13-C14 | B5 | 3 | U30 | 2 | 3 | PDU R2 | 4 | 3 | B5 R3 U30 PSU 2 R3 PDU R2 Circuit 4 P3 | B5 R3 U30 PSU 2 | R3 PDU R2 Circuit 4 P3
89 | 6ft | C13-C14 | B5 | 3 | U31 | 1 | 3 | PDU L1 | 5 | 1 | B5 R3 U31 PSU 1 R3 PDU L1 Circuit 5 P1 | B5 R3 U31 PSU 1 | R3 PDU L1 Circuit 5 P1
90 | 6ft | C13-C14 | B5 | 3 | U31 | 2 | 3 | PDU R1 | 5 | 1 | B5 R3 U31 PSU 2 R3 PDU R1 Circuit 5 P1 | B5 R3 U31 PSU 2 | R3 PDU R1 Circuit 5 P1
91 | 6ft | C13-C14 | B5 | 3 | U32 | 1 | 3 | PDU L2 | 5 | 1 | B5 R3 U32 PSU 1 R3 PDU L2 Circuit 5 P1 | B5 R3 U32 PSU 1 | R3 PDU L2 Circuit 5 P1
92 | 6ft | C13-C14 | B5 | 3 | U32 | 2 | 3 | PDU R2 | 5 | 1 | B5 R3 U32 PSU 2 R3 PDU R2 Circuit 5 P1 | B5 R3 U32 PSU 2 | R3 PDU R2 Circuit 5 P1
93 | 6ft | C13-C14 | B5 | 3 | U33 | 1 | 3 | PDU L1 | 5 | 2 | B5 R3 U33 PSU 1 R3 PDU L1 Circuit 5 P2 | B5 R3 U33 PSU 1 | R3 PDU L1 Circuit 5 P2
94 | 6ft | C13-C14 | B5 | 3 | U33 | 2 | 3 | PDU R1 | 5 | 2 | B5 R3 U33 PSU 2 R3 PDU R1 Circuit 5 P2 | B5 R3 U33 PSU 2 | R3 PDU R1 Circuit 5 P2
95 | 6ft | C13-C14 | B5 | 3 | U34 | 1 | 3 | PDU L1 | 5 | 3 | B5 R3 U34 PSU 1 R3 PDU L1 Circuit 5 P3 | B5 R3 U34 PSU 1 | R3 PDU L1 Circuit 5 P3
96 | 6ft | C13-C14 | B5 | 3 | U34 | 2 | 3 | PDU R1 | 5 | 3 | B5 R3 U34 PSU 2 R3 PDU R1 Circuit 5 P3 | B5 R3 U34 PSU 2 | R3 PDU R1 Circuit 5 P3
97 | 6ft | C13-C14 | B5 | 3 | U36 | 1 | 3 | PDU L1 | 6 | 1 | B5 R3 U36 PSU 1 R3 PDU L1 Circuit 6 P1 | B5 R3 U36 PSU 1 | R3 PDU L1 Circuit 6 P1
98 | 6ft | C13-C14 | B5 | 3 | U36 | 2 | 3 | PDU R1 | 6 | 1 | B5 R3 U36 PSU 2 R3 PDU R1 Circuit 6 P1 | B5 R3 U36 PSU 2 | R3 PDU R1 Circuit 6 P1
99 | 6ft | C19-C20 | B5 | 3 | U39 | 1 | 3 | PDU L2 | 6 | 4 | B5 R3 U39 PSU 1 R3 PDU L2 Circuit 6 P4 | B5 R3 U39 PSU 1 | R3 PDU L2 Circuit 6 P4
100 | 6ft | C19-C20 | B5 | 3 | U39 | 2 | 3 | PDU R2 | 6 | 4 | B5 R3 U39 PSU 2 R3 PDU R2 Circuit 6 P4 | B5 R3 U39 PSU 2 | R3 PDU R2 Circuit 6 P4
101 | 10ft | C13-C14 | B5 | 3 | U42 | 1 | 3 | PDU L1 | 6 | 2 | B5 R3 U42 PSU 1 R3 PDU L1 Circuit 6 P2 | B5 R3 U42 PSU 1 | R3 PDU L1 Circuit 6 P2
102 | 10ft | C13-C14 | B5 | 3 | U42 | 2 | 3 | PDU R1 | 6 | 2 | B5 R3 U42 PSU 2 R3 PDU R1 Circuit 6 P2 | B5 R3 U42 PSU 2 | R3 PDU R1 Circuit 6 P2
103 | 10ft | C14-C15 | B5 | 3 | U43 | 1 | 3 | PDU L2 | 6 | 1 | B5 R3 U43 PSU 1 R3 PDU L2 Circuit 6 P1 | B5 R3 U43 PSU 1 | R3 PDU L2 Circuit 6 P1
104 | 10ft | C14-C15 | B5 | 3 | U43 | 2 | 3 | PDU R2 | 6 | 1 | B5 R3 U43 PSU 2 R3 PDU R2 Circuit 6 P1 | B5 R3 U43 PSU 2 | R3 PDU R2 Circuit 6 P1
105 | 10ft | C13-C14 | B5 | 3 | U45 | 1 | 3 | PDU L2 | 5 | 2 | B5 R3 U45 PSU 1 R3 PDU L2 Circuit 5 P2 | B5 R3 U45 PSU 1 | R3 PDU L2 Circuit 5 P2
106 | 10ft | C13-C14 | B5 | 3 | U45 | 2 | 3 | PDU R1 | 6 | 3 | B5 R3 U45 PSU 2 R3 PDU R1 Circuit 6 P3 | B5 R3 U45 PSU 2 | R3 PDU R1 Circuit 6 P3
107 | 15ft | C13-C14 | B5 | 1 | OU03 | 1 | 2 | PDU L1 | 5 | 3 | B5 R1 OU03 PSU 1 R2 PDU L1 Circuit 5 P3 | B5 R1 OU03 PSU 1 | R2 PDU L1 Circuit 5 P3
108 | 15ft | C13-C14 | B5 | 1 | OU03 | 2 | 2 | PDU R1 | 5 | 3 | B5 R1 OU03 PSU 2 R2 PDU R1 Circuit 5 P3 | B5 R1 OU03 PSU 2 | R2 PDU R1 Circuit 5 P3
109 | 15ft | C14-C15 | B5 | 1 | OU25 | 1 | 2 | PDU L2 | 5 | 3 | B5 R1 OU25 PSU 1 R2 PDU L2 Circuit 5 P3 | B5 R1 OU25 PSU 1 | R2 PDU L2 Circuit 5 P3
110 | 15ft | C14-C15 | B5 | 1 | OU25 | 2 | 2 | PDU R2 | 5 | 3 | B5 R1 OU25 PSU 2 R2 PDU R2 Circuit 5 P3 | B5 R1 OU25 PSU 2 | R2 PDU R2 Circuit 5 P3
111 | 15ft | C14-C15 | B5 | 1 | OU26 | 1 | 3 | PDU L2 | 5 | 3 | B5 R1 OU26 PSU 1 R3 PDU L2 Circuit 5 P3 | B5 R1 OU26 PSU 1 | R3 PDU L2 Circuit 5 P3
112 | 15ft | C14-C15 | B5 | 1 | OU26 | 2 | 3 | PDU R1 | 6 | 4 | B5 R1 OU26 PSU 2 R3 PDU R1 Circuit 6 P4 | B5 R1 OU26 PSU 2 | R3 PDU R1 Circuit 6 P4

## Rack Labels
vlookup | Index | Rack ID | U location | Device | Rack ID | Rack Label
1OU01 | 1 | 1 | OU01 | XE8712 Compute | 1 | B5 Pilot Rack 1
1OU02 | 2 | 1 | OU02 | XE8712 Compute | 2 | B5 Pilot Rack 2
1OU04 | 3 | 1 | OU04 | XE8712 Compute | 3 | B5 Pilot Rack 3
1OU05 | 4 | 1 | OU05 | XE8712 Compute
1OU06 | 5 | 1 | OU06 | XE8712 Compute
1OU07 | 6 | 1 | OU07 | XE8712 Compute | Print 4 copies of the rack labels in column G. Place one label on front of rack frame (right side), one label on the rear frame (right side), one on the front door (right side) and include one in overpack.
1OU11 | 7 | 1 | OU11 | XE8712 Compute
1OU12 | 8 | 1 | OU12 | XE8712 Compute
1OU13 | 9 | 1 | OU13 | XE8712 Compute
1OU14 | 10 | 1 | OU14 | XE8712 Compute
1OU15 | 11 | 1 | OU15 | XE8712 Compute | Do no put hostname labels on the sleds directly. Put the hostnames on the rack rails.
1OU16 | 12 | 1 | OU16 | XE8712 Compute
1OU17 | 13 | 1 | OU17 | XE8712 Compute
1OU18 | 14 | 1 | OU18 | XE8712 Compute
1OU19 | 15 | 1 | OU19 | XE8712 Compute
1OU20 | 16 | 1 | OU20 | XE8712 Compute
1OU21 | 17 | 1 | OU21 | XE8712 Compute
1OU27 | 18 | 1 | OU27 | XE8712 Compute
1OU28 | 19 | 1 | OU28 | XE8712 Compute
1OU29 | 20 | 1 | OU29 | XE8712 Compute
1OU30 | 21 | 1 | OU30 | XE8712 Compute
1OU31 | 22 | 1 | OU31 | XE8712 Compute
1OU32 | 23 | 1 | OU32 | XE8712 Compute
1OU33 | 24 | 1 | OU33 | XE8712 Compute
1OU34 | 25 | 1 | OU34 | XE8712 Compute
1OU35 | 26 | 1 | OU35 | XE8712 Compute
1OU36 | 27 | 1 | OU36 | XE8712 Compute
1OU37 | 28 | 1 | OU37 | XE8712 Compute
1OU41 | 29 | 1 | OU41 | XE8712 DPU
1OU42 | 30 | 1 | OU42 | XE8712 DPU
1OU43 | 31 | 1 | OU43 | XE8712 Compute
1OU44 | 32 | 1 | OU44 | XE8712 Compute
1OU45 | 33 | 1 | OU45 | XE8712 Compute
1OU46 | 34 | 1 | OU46 | XE8712 Compute
1OU47 | 35 | 1 | OU47 | XE8712 Compute
1OU48 | 36 | 1 | OU48 | XE8712 Compute
1OU03 | 37 | 1 | OU03 | S5248F-ON
1OU25 | 38 | 1 | OU25 | QM9700 leaf
1OU26 | 39 | 1 | OU26 | QM9700 leaf
1OU08 | 40 | 1 | OU08 | Power Shelf
1OU09 | 41 | 1 | OU09 | Power Shelf
1OU10 | 42 | 1 | OU10 | Power Shelf
1OU22 | 43 | 1 | OU22 | Power Shelf
1OU23 | 44 | 1 | OU23 | Power Shelf
1OU38 | 45 | 1 | OU38 | Power Shelf
1OU39 | 46 | 1 | OU39 | Power Shelf
1OU40 | 47 | 1 | OU40 | Power Shelf
2U01 | 48 | 2 | U01 | IBM ESS6000
2U03 | 49 | 2 | U03 | IBM ESS6000
2U05 | 50 | 2 | U05 | IBM ESS6000
2U07 | 51 | 2 | U07 | IBM ESS6000
2U09 | 52 | 2 | U09 | IBM EMS 5149-23E
2U13 | 53 | 2 | U13 | PS H710
2U20 | 54 | 2 | U20 | ME5224
2U28 | 55 | 2 | U28 | R6715 OMNIA IM
2U29 | 56 | 2 | U29 | R6715 OMNIA SS
2U30 | 57 | 2 | U30 | R6715 OMNIA Scheduler
2U31 | 58 | 2 | U31 | R6715 OMNIA OME
2U32 | 59 | 2 | U32 | R6715 OMNIA UFM
2U33 | 60 | 2 | U33 | R6715 OMNIA SFM
2U34 | 61 | 2 | U34 | R7715 WEN DPU
2U36 | 62 | 2 | U36 | HDR Skyway GW
2U11 | 63 | 2 | U11 | S3248T PSS Admin
2U17 | 64 | 2 | U17 | S5232F - PS backend
2U18 | 65 | 2 | U18 | S5232F - PS backend
2U22 | 66 | 2 | U22 | S5232F - 25G admin
2U24 | 67 | 2 | U24 | S3248T OOB SW
2U26 | 68 | 2 | U26 | QM9700 leaf
2U39 | 69 | 2 | U39 | SN5600 GW
2U42 | 70 | 2 | U42 | S5232F - core
2U43 | 71 | 2 | U43 | QM9700 core
2U45 | 72 | 2 | U45 | S5232F - BRDR leaf
2PDU L1 | 73 | 2 | PDU L1 | PDU L1
2PDU L2 | 74 | 2 | PDU L2 | PDU L2
2PDU R1 | 75 | 2 | PDU R1 | PDU R1
2PDU R2 | 76 | 2 | PDU R2 | PDU R2
3U03 | 77 | 3 | U03 | R6615 Vast
3U04 | 78 | 3 | U04 | R6615 Vast
3U05 | 79 | 3 | U05 | R6615 Vast
3U06 | 80 | 3 | U06 | R6615 Vast
3U07 | 81 | 3 | U07 | R6615 Vast
3U08 | 82 | 3 | U08 | R6615 Vast
3U09 | 83 | 3 | U09 | R6615 Vast
3U10 | 84 | 3 | U10 | R6615 Vast
3U11 | 85 | 3 | U11 | R6615 Vast
3U12 | 86 | 3 | U12 | R6615 Vast
3U13 | 87 | 3 | U13 | R6615 Vast
3U28 | 88 | 3 | U28 | R6715 OMNIA IM
3U29 | 89 | 3 | U29 | R6715 OMNIA SS
3U30 | 90 | 3 | U30 | R6715 OMNIA Scheduler
3U31 | 91 | 3 | U31 | R6715 OMNIA OME
3U32 | 92 | 3 | U32 | R6715 OMNIA UFM
3U33 | 93 | 3 | U33 | R6715 OMNIA SFM
3U34 | 94 | 3 | U34 | R7715 WEN DPU
3U36 | 95 | 3 | U36 | HDR Skyway GW
3U15 | 96 | 3 | U15 | SN3700 Vast BE
3U16 | 97 | 3 | U16 | SN3700 Vast BE
3U22 | 98 | 3 | U22 | S5248F-ON admin
3U26 | 99 | 3 | U26 | QM9700 leaf
3U39 | 100 | 3 | U39 | SN5600 GW
3U42 | 101 | 3 | U42 | S5232F - core
3U43 | 102 | 3 | U43 | QM9700 core
3U45 | 103 | 3 | U45 | S5232F - BRDR leaf
3PDU L1 | 104 | 3 | PDU L1 | PDU L1
3PDU L2 | 105 | 3 | PDU L2 | PDU L2
3PDU R1 | 106 | 3 | PDU R1 | PDU R1
3PDU R2 | 107 | 3 | PDU R2 | PDU R2

## SAS Labels (hidden)
Card | Cable Length | Dell P/N | Cable Type | Cable Color | Rack | Node | Interface | PCIe slot | Port | Rack | Array | Controller | Port | Label
SAS | 2m |  | 12gSAS | Black | 4 | U17 | SAS | 1 | 1 | 4 | U13 | A | 1 | R4 U17 SAS S1 P1 R4 U13 SPA P1 | NSS/HA (2 SAS cards per node)
SAS | 2m |  | 12gSAS | Black | 4 | U17 | SAS | 3 | 1 | 4 | U13 | B | 1 | R4 U17 SAS S3 P1 R4 U13 SPB P1
SAS | 2m |  | 12gSAS | Black | 4 | U15 | SAS | 1 | 1 | 4 | U13 | A | 3 | R4 U15 SAS S1 P1 R4 U13 SPA P3
SAS | 2m |  | 12gSAS | Black | 4 | U15 | SAS | 3 | 1 | 4 | U13 | B | 3 | R4 U15 SAS S3 P1 R4 U13 SPB P3
SAS | 2m |  | 12gSAS | Black | 4 | U17 | SAS | 1 | 0 | 4 | U13 | A | 1 | R4 U17 SAS S1 P0 R4 U13 SPA P1 | Direct Attached (1 SAS card per node)
SAS | 2m |  | 12gSAS | Black | 4 | U17 | SAS | 1 | 1 | 4 | U13 | B | 1 | R4 U17 SAS S1 P1 R4 U13 SPB P1
SAS | 2m |  | 12gSAS | Black | 4 | U15 | SAS | 1 | 0 | 4 | U13 | A | 3 | R4 U15 SAS S1 P0 R4 U13 SPA P3
SAS | 2m |  | 12gSAS | Black | 4 | U15 | SAS | 1 | 1 | 4 | U13 | B | 3 | R4 U15 SAS S1 P1 R4 U13 SPB P3

## ME Array (hidden)
ME Array Worksheet
Network Info
Connection | IP Address | Netmask | Gateway
Controller A Eth
Controller B Eth
Drive Info
Number of Drives | 16
Drive Size (In TB) | 3.83
RAID | ADAPT
Approximate Useable Space | 45.6
Storage Mount Info
Bright 9.1 TEMP INSTALL
Mount Point |  | Percentage of Useable Space |  | Size in TB
/home |  | 40% |  | 18.24
/cm/shared |  | 60% |  | 27.36
Notes
Max number of drives in RAID 6 is 16 SMTP Server:
Set Disk Group Scrub Interval
GUI Method
Open Management IP in Browser
Click "System" in Upper Left corner
Click Blue "Action" button and choose Advanced Settings
Choose System Utilities
Change the setting of "Disk Group Scrub Interval (hours):" to 360 and click "OK"
Once Complete, Click OK
CLI Method
SSH into IP address of Management Port or use Serial Connection to Controller
Enter "show advanced-settings" to verify current setting of "Disk Group Background Scrub Interval"
Change Value to 360 with "set advanced-settings background-scrub-interval 360"
**NOTE** It can take up to one minute to complete
Enter "show advanced-settings" to verify current setting of "Disk Group Background Scrub Interval"
Type "exit" when complete

## PixStor Storage Details (hidden)
PixStor Data Worksheet
PixStor Management Information |  |  | PixStor IB Information
IP Range / Subnet Mask |  |  | IP Range / Subnet Mask
Default Gateway |  |  | Default Gateway
VLAN ID |  |  | VLAN ID
DNS Server
NTP Server
PixStor Networking Detail
System | Usage | System FQDN | man0 IP | man0 Gateway | iDRAC IP | IB0 IP | IB1 IP | IB Gateway | IB Netmask
PowerEdge R440 | Storage Admin
PowerEdge R440 | Storage Admin
PowerEdge R740 | Storage Node
PowerEdge R740 | Storage Node
ME 4084 1-0 | Storage Controller A |  |  |  | N/A | N/A | N/A | N/A | N/A
ME 4084 1-1 | Storage Controller B |  |  |  | N/A | N/A | N/A | N/A | N/A
ME 4084 2-0 | Storage Controller A |  |  |  | N/A | N/A | N/A | N/A | N/A
ME 4084 2-1 | Storage Controller B |  |  |  | N/A | N/A | N/A | N/A | N/A
ME 4084 3-0 | Storage Controller A |  |  |  | N/A | N/A | N/A | N/A | N/A
ME 4084 3-1 | Storage Controller B |  |  |  | N/A | N/A | N/A | N/A | N/A
ME 4084 4-0 | Storage Controller A |  |  |  | N/A | N/A | N/A | N/A | N/A
ME 4084 4-1 | Storage Controller B |  |  |  | N/A | N/A | N/A | N/A | N/A
PixStor Support VPN
The PixStor solution connects to ArcaStream support gateway with a secure OpenVPN client. This allows ArcaStream to provide remote support and is an essential part of maintaining an optimal service. If the client would like to use an alternative OpenVPN and compatible client please amend the details below:
Is any kind of remote VPN permitted (Yes/No):
Is use of OpenVPN permitted (Yes/No):
If YES:
VPN |  | VPN Client Range |  | VPN Gateway |  | Port
ArcaStream Customer VPN (udp) |  | 192.168.192.0/19 |  | 192.168.192.1 |  | UDP 19999
ArcaStream Customer VPN (tcp) |  | 192.168.160.0/20 |  | 192.168.160.1 |  | TCP 19999
ArcaStream Customer VPN (alternative) |  | 10.102.0.0/24 |  | 10.102.0.1 |  | UDP 19995
ArcaStream Customer VPN (alternative 2) |  | 172.16.254.0/24 |  | 172.16.254.1 |  | UDP 19992
If No, please specify the remote VPN solution the Customer wishes to use instead:
PixStor Alerts
Customer Email to receive alerts:
ArcaStream's email address to receive alerts: | alerts@arcastream.com
Customer's Internal Mail Server(s) IP Address(es):
Customer's Internal Mail Server(s) DNS Name(s):
Is the use of alerts@arcastream.com permitted (Yes/No):
If NO, Please specify an alternate customer specific email forwarding address for alerts@arcastream.com
PixStor Ngenea Targets (Pleas Fill Out All Appropriate Targets)
Type of Target | Amazon S3 |  | Type of Target | Filesystem
Endpoint: |  |  | Migration Target Folder:
Port: |  |  | Delete On Recall: | TRUE
Access Key:
Secret Access Key:
Bucket Name: |  |  | Type of Target | Microsoft Azure
Region: | us-east-1 |  | Storage Account:
Scheme: | HTTPS |  | Access Key:
Delete On Recall: | TRUE |  | Container:
SSL Verify | TRUE |  | Scheme: | HTTPS
|  |  | Delete On Recall: | TRUE
Type of Target | GCS |  | Type of Target | Black Pearl
Credential File: |  |  | Endpoint:
Bucket Name: |  |  | Access Key:
Delete On Recall: | TRUE |  | Secret Access Key:
Bucket Name:
|  |  | Delete On Recall: | TRUE

## BeeGFS (hidden)
BeeGFS Worksheet | [6 empty] | Notes
BeeGFS Version | 7.2.1 | Management Network IP |  | IB Network IP |  | iDRAC Network IP | Refer to BeeGFS Installation Guide for proper cabling procedure
Operating System | RHEL 7.9 / RHEL 8.3 | Management Network Subnet |  | IB Network Subnet |  | iDRAC Network Subnet
Supported Mellanox OFED | 5.2, 5.1, 5.0, 4.9 | Management Network Gateway |  | IB Network Gateway |  | iDRAC Network Gateway
Network Info
Host | Role | Server | BeeGFS Services | Interface | IP
mgmt | Management Server | R640 | mgmtd, mon | 1GbE
metaA | Meta Data Server | R740XD | (6) meta, (3) storage | 1GbE
ib0
ib1
iDRAC
metaB | Meta Data Server | R740XD | (6) meta, (3) storage | 1GbE
ib0
ib1
storageA | Storage Server | R740XD | (6) storage | 1GbE
ib0
ib1
iDRAC
storageB | Storage Server | R740XD | (6) storage | 1GbE
ib0
ib1
iDRAC

## Nvidia DGX-A100 (hidden)
NVIDIA DGX-A100 Worksheet - A100 chassis
SERVER LIFT REQUIRED FOR INSTALLATION
DGX-A100 has (6) C19/C20 Power Connections and can draw up to 6.5KW Airflow: 840 CFM @ 80% fan PWM, Heat Output: 22,179 BTU/hr 30 degrees C max inlet temp https://docs.nvidia.com/dgx/pdf/dgxa100-user-guide.pdf
Network Info
DNS IP Address
DNS Search Domains
NFS Server IP address
NFS Server mount point
Hostname (FQDN)
OS |  |  |  | Serial Number
Firmware Version
Rack / U Location
Connection | IP Address | Netmask | Gateway | Mode (Ethernet / Infiniband) | Type | Default Usage
BMC |  |  |  | Ethernet only | RJ45 (1GbE) | BMC - management
1GbE (enp226s0) |  |  |  | Ethernet only | RJ45 (1GbE) | Ethernet - management
NIC0 |  |  |  | Select Mode | QSFP56 (100GbE or HDR 100) | MPI - IB / Ethernet
NIC1 |  |  |  | Select Mode | QSFP56 (100GbE or HDR 100) | MPI - IB / Ethernet
NIC2 |  |  |  | Select Mode | QSFP56 (100GbE or HDR 100) | MPI - IB / Ethernet
NIC3 |  |  |  | Select Mode | QSFP56 (100GbE or HDR 100) | MPI - IB / Ethernet
NIC4 Port 1 (Storage) |  |  |  | Select Mode | QSFP56 (100GbE or HDR 100) | Storage - Ethernet
NIC4 Port 2 (Storage) |  |  |  | Select Mode | QSFP56 (100GbE or HDR 100) | Storage - Ethernet
NIC5 Port 1 |  |  |  | Select Mode | QSFP56 (100GbE or HDR 100) | Optional Add-in card
NIC5 Port 2 |  |  |  | Select Mode | QSFP56 (100GbE or HDR 100) | Optional Add-in card
NIC6 |  |  |  | Select Mode | QSFP56 (100GbE or HDR 100) | MPI - IB / Ethernet
NIC7 |  |  |  | Select Mode | QSFP56 (100GbE or HDR 100) | MPI - IB / Ethernet
NIC8 |  |  |  | Select Mode | QSFP56 (100GbE or HDR 100) | MPI - IB / Ethernet
NIC9 |  |  |  | Select Mode | QSFP56 (100GbE or HDR 100) | MPI - IB / Ethernet

## NSS-HA Cabling Diagram (hidden)
NSS-HA RAID Setup
Drives 1 &2 | RAID 1 | OS Drive
Drives 3 & 4 | RAID 0 | Swap for XFS
Drive 5 | Global Hot Spare
Network
10GbE public facing IP (active node)
Gateway
Subnet
10GbE public facing IP (passive node)
Gateway
Subnet
10GbE public facing floating IP
Gateway
Subnet
1GbE internal IP (active node)
Gateway
Subnet
1GbE internal IP (passive node)
Gateway
Subnet
iDRAC IP (active node)
Gateway
Subnet
iDRAC IP (passive node)
Gateway
Subnet
PDU1 IP
Gateway
Subnet
PDU2 IP
Gateway
Subnet
Storage Array Controller A MGMT IP
Gateway
Subnet
Storage Array Controller B MGMT IP
Gateway
Subnet
DNS1
DNS2
NTP

## Compute Checklist (hidden)
Hardware Installation | Command | Complete
All cables are run and velcro'd/zip tied nicely?
All cables are labeled?
SID has been updated with any and changes
All nodes racked in correct space and shown in SID?
Cluster Manager
Outside Interface IP Set | ip addr
Private Interface set? | ip addr
All nodes added to Cluster Manager? | cmsh -c "device; device list"
GUI Interface working?
Provided passwords
Can ssh to switches, if part of config | ssh <switch IP>
Passwords provided: Cluster Manager/switches?
Scheduler Installed?
Scheduler Working?
All nodes work after full reboot of cluster (including master node)
All Service tags are added to Cluster Manager
Hardware Validation
Bios Firmware Updated to Latest Version? | pdsh -a dmidecode -t bios ¦ grep Version ¦ dshbak -c
Bios Settings Set to Customer requested or HPC defaults?
Idrac/BMC Firmware at Latest Version? | pdsh -a ipmitool mc info ¦ grep -I firmware ¦ dshbak-c
Inifiniband/OmniPath Firmware at Latest Version? | pdsh -a ibstat ¦ grep Rate ¦ dshbak -c
All Ethernet Connections connected at correct speed? | pdsh -a ethtool <iface> ¦ grep Speed ¦ dshbak -c
All Inifiniband/OmniPath at correct speeds? | pdsh -a ibstat ¦ grep State ¦ dshbak -c
All Infiniband Tier2/Tier 3 Cables connected at correct speeds? | iblinkinfo >> /tmp/fabric.log ; less /tmp/fabric.log
Can power off and on servers via ipmi? | pdsh -a ipmiool sel list ¦ dshbak -c
Knowledge Transfer
Adding Nodes
Removing Nodes
How to use IPMI from command line / Cluster Manager
How to add a User from Commandline
How to add a User for the GUI
How to submit a basic job - Slurm
How to check IB State/Rate
Syscfg overview
How to check overall IB health
How to run HPL
Options for installing Software
Default nfs shares
Addinga new nfs share to the system
How to use modules (load, create, remove)
Link to Bright Knowledge base (if Bright Cluster Manager)
Discuss monitoring enabled by default / How to setup email address
Creating/Using new images
Power off / Power on Cluster Howto
OpenManage - Basic Info - Where to find CLI
Racadm - Basic Info - Where to find CLI
How to Update firmware
Review HPL Results - Single Node/Full Cluster
Support - Who to call when.
Important Log Files and Locations
Adding software to an image

## Data Example (hidden)
Node Name | Single HPL | % diff | BIBW | Stream Triad | Latency (TBD) | Pair Name | Pair HPL | % diff | Rack | Rack HPL | % diff | System | System HPL
Average | 1001.9004 | 1 | 22.7313 | 118.125 | 2.5 | Average | 1998 | 1 | Average | 7990 |  | Full | 16000
C001 | 1001.78 | -0.01202% | 20 | 115 | 2 | C001-2 | 2000 | -0.001 | Rack 1 | 8000
C002 | 1000.647 | -0.1253% | 22.2 | 120 | 3 | C003-4 | 1999 | -0.00050025 | Rack 2 | 7980
C003 | 1003.156 | 0.1252% | 20.9 | 117 | 2 | c005-6 | 1998 | 0
C004 | 1003.722 | 0.1815% | 21.8 | 118 | 3 | c007-8 | 1997 | 0.00050075
C005 | 1003.018 | 0.1114% | 21.9 | 121 | 2 | c009-10 | 1996 | 0.001002
C006 | 1002.064 | 0.01632% | 22 | 116 | 3 | c011-012 | 1997 | 0.00050075
C007 | 1000.04 | -0.186% | 23.4 | 117 | 2 | C013-C014 | 1998 | 0
C008 | 1001.07 | -0.08295% | 23.5 | 118 | 3 | C015-C016 | 1999 | -0.00050025
C009 | 1000.928 | -0.09715% | 23.5 | 119 | 2
C010 | 1001.553 | -0.03469% | 23.5 | 120 | 3
C011 | 1003.804 | 0.1896% | 23.5 | 121 | 2
C012 | 1003.13 | 0.1226% | 23.5 | 122 | 3
C013 | 1001.633 | -0.0267% | 23.5 | 115 | 2
C014 | 1002.341 | 0.04395% | 23.5 | 116 | 3
C015 | 999.62 | -0.2281% | 23.5 | 117 | 2
C016 | 1001.901 | 5.614e-05% | 23.5 | 118 | 3